## Sorted
UNIQUE_ID | FEATURE_TYPE | STATE | YearConstructed | ASSET_OWNER | PIPE_SIZE | MATERIAL | MATERIAL_ABB | PIPE_LENGTH
103392 | Reticulation Main | ABND | 1941 | SOUTH EAST WATER | 80 | ASBESTOS CEMENT (INCL HARDYFLEX) | AC | 34.4202 | REM = removed
1050105728 | Reticulation Main | ABND | 1941 | SOUTH EAST WATER | 80 | ASBESTOS CEMENT (INCL HARDYFLEX) | AC | 1.9313 | ABND = abandoned
1050105729 | Reticulation Main | MIG | 1941 | SOUTH EAST WATER | 80 | ASBESTOS CEMENT (INCL HARDYFLEX) | AC | 7.8662
1050640905 | Reticulation Main | ABND | 1941 | SOUTH EAST WATER | 80 | ASBESTOS CEMENT (INCL HARDYFLEX) | AC | 17.6693 | OPR - operational
1050105727 | Reticulation Main | ABND | 1941 | SOUTH EAST WATER | 100 | ASBESTOS CEMENT (INCL HARDYFLEX) | AC | 3.1704
103387 | Reticulation Main | ABND | 1941 | SOUTH EAST WATER | 80 | ASBESTOS CEMENT (INCL HARDYFLEX) | AC | 102.1468
103395 | Reticulation Main | ABND | 1941 | SOUTH EAST WATER | 80 | ASBESTOS CEMENT (INCL HARDYFLEX) | AC | 281.1382
103413 | Reticulation Main | MIG | 1941 | SOUTH EAST WATER | 80 | ASBESTOS CEMENT (INCL HARDYFLEX) | AC | 283
1050105766 | Reticulation Main | MIG | 1941 | SOUTH EAST WATER | 80 | ASBESTOS CEMENT (INCL HARDYFLEX) | AC | 8.088
1050105732 | Reticulation Main | ABND | 1941 | SOUTH EAST WATER | 80 | ASBESTOS CEMENT (INCL HARDYFLEX) | AC | 7.5798
103381 | Reticulation Main | ABND | 1941 | SOUTH EAST WATER | 100 | ASBESTOS CEMENT (INCL HARDYFLEX) | AC | 31.8296
1050603210 | Reticulation Main | OPR | 1941 | SOUTH EAST WATER | 100 | ASBESTOS CEMENT (INCL HARDYFLEX) | AC | 2.9695
103410 | Reticulation Main | MIG | 1941 | SOUTH EAST WATER | 80 | ASBESTOS CEMENT (INCL HARDYFLEX) | AC | 124.912
103383 | Reticulation Main | ABND | 1941 | SOUTH EAST WATER | 80 | ASBESTOS CEMENT (INCL HARDYFLEX) | AC | 97.3974
1050105748 | Reticulation Main | ABND | 1941 | SOUTH EAST WATER | 80 | ASBESTOS CEMENT (INCL HARDYFLEX) | AC | 96.9515
103382 | Reticulation Main | ABND | 1941 | SOUTH EAST WATER | 80 | ASBESTOS CEMENT (INCL HARDYFLEX) | AC | 127
103389 | Reticulation Main | ABND | 1941 | SOUTH EAST WATER | 80 | ASBESTOS CEMENT (INCL HARDYFLEX) | AC | 108.4639
103404 | Reticulation Main | ABND | 1941 | SOUTH EAST WATER | 100 | ASBESTOS CEMENT (INCL HARDYFLEX) | AC | 121.4722
103849 | Reticulation Main | ABND | 1958 | SOUTH EAST WATER | 225 | ASBESTOS CEMENT (INCL HARDYFLEX) | AC | 21.6769
1050105818 | Reticulation Main | MIG | 1958 | SOUTH EAST WATER | 100 | ASBESTOS CEMENT (INCL HARDYFLEX) | AC | 18.4959
1050105828 | Reticulation Main | MIG | 1958 | SOUTH EAST WATER | 100 | ASBESTOS CEMENT (INCL HARDYFLEX) | AC | 3.3764
1050105835 | Reticulation Main | MIG | 1958 | SOUTH EAST WATER | 225 | ASBESTOS CEMENT (INCL HARDYFLEX) | AC | 6.7658
1050105850 | Reticulation Main | MIG | 1958 | SOUTH EAST WATER | 225 | ASBESTOS CEMENT (INCL HARDYFLEX) | AC | 2.5747
103850 | Reticulation Main | ABND | 1958 | SOUTH EAST WATER | 225 | ASBESTOS CEMENT (INCL HARDYFLEX) | AC | 25
1050105734 | Reticulation Main | ABND | 1958 | SOUTH EAST WATER | 100 | ASBESTOS CEMENT (INCL HARDYFLEX) | AC | 133.3664
103889 | Reticulation Main | MIG | 1958 | SOUTH EAST WATER | 225 | ASBESTOS CEMENT (INCL HARDYFLEX) | AC | 11.6742
103888 | Reticulation Main | MIG | 1958 | SOUTH EAST WATER | 225 | ASBESTOS CEMENT (INCL HARDYFLEX) | AC | 1674
103890 | Reticulation Main | MIG | 1958 | SOUTH EAST WATER | 225 | ASBESTOS CEMENT (INCL HARDYFLEX) | AC | 25.2342
1050105831 | Reticulation Main | MIG | 1958 | SOUTH EAST WATER | 100 | ASBESTOS CEMENT (INCL HARDYFLEX) | AC | 2.2488
103835 | Reticulation Main | MIG | 1958 | SOUTH EAST WATER | 100 | ASBESTOS CEMENT (INCL HARDYFLEX) | AC | 180.8632
103838 | Reticulation Main | MIG | 1958 | SOUTH EAST WATER | 100 | ASBESTOS CEMENT (INCL HARDYFLEX) | AC | 165.0598
103393 | Reticulation Main | ABND | 1958 | SOUTH EAST WATER | 100 | ASBESTOS CEMENT (INCL HARDYFLEX) | AC | 195.2364
103852 | Reticulation Main | MIG | 1958 | SOUTH EAST WATER | 225 | ASBESTOS CEMENT (INCL HARDYFLEX) | AC | 38.6914
103391 | Reticulation Main | ABND | 1958 | SOUTH EAST WATER | 100 | ASBESTOS CEMENT (INCL HARDYFLEX) | AC | 39.0304
103830 | Reticulation Main | MIG | 1958 | SOUTH EAST WATER | 100 | ASBESTOS CEMENT (INCL HARDYFLEX) | AC | 288
103836 | Reticulation Main | MIG | 1958 | SOUTH EAST WATER | 100 | ASBESTOS CEMENT (INCL HARDYFLEX) | AC | 9
103893 | Reticulation Main | ABND | 1958 | SOUTH EAST WATER | 225 | ASBESTOS CEMENT (INCL HARDYFLEX) | AC | 15.5158
1050105817 | Reticulation Main | MIG | 1958 | SOUTH EAST WATER | 100 | ASBESTOS CEMENT (INCL HARDYFLEX) | AC | 3.9402
103833 | Reticulation Main | MIG | 1958 | SOUTH EAST WATER | 100 | ASBESTOS CEMENT (INCL HARDYFLEX) | AC | 109.3748
1050105820 | Reticulation Main | MIG | 1958 | SOUTH EAST WATER | 100 | ASBESTOS CEMENT (INCL HARDYFLEX) | AC | 11.14
103837 | Reticulation Main | MIG | 1958 | SOUTH EAST WATER | 100 | ASBESTOS CEMENT (INCL HARDYFLEX) | AC | 74.5041
1050105830 | Reticulation Main | MIG | 1958 | SOUTH EAST WATER | 225 | ASBESTOS CEMENT (INCL HARDYFLEX) | AC | 4.2558
1140280872 | Reticulation Main | MIG | 1958 | SOUTH EAST WATER | 100 | ASBESTOS CEMENT (INCL HARDYFLEX) | AC | 3.0122
1050677589 | Reticulation Main | MIG | 1959 | SOUTH EAST WATER | 100 | ASBESTOS CEMENT (INCL HARDYFLEX) | AC | 0.86008
103415 | Reticulation Main | MIG | 1959 | SOUTH EAST WATER | 100 | ASBESTOS CEMENT (INCL HARDYFLEX) | AC | 127.8756
1050105829 | Reticulation Main | MIG | 1959 | SOUTH EAST WATER | 100 | ASBESTOS CEMENT (INCL HARDYFLEX) | AC | 1.4309
103855 | Reticulation Main | OPR | 1959 | SOUTH EAST WATER | 100 | ASBESTOS CEMENT (INCL HARDYFLEX) | AC | 3.0844
103832 | Reticulation Main | MIG | 1960 | SOUTH EAST WATER | 100 | ASBESTOS CEMENT (INCL HARDYFLEX) | AC | 24
103831 | Reticulation Main | MIG | 1960 | SOUTH EAST WATER | 100 | ASBESTOS CEMENT (INCL HARDYFLEX) | AC | 190
1050105771 | Reticulation Main | MIG | 1962 | SOUTH EAST WATER | 100 | ASBESTOS CEMENT (INCL HARDYFLEX) | AC | 5.1745
103424 | Reticulation Main | MIG | 1962 | SOUTH EAST WATER | 100 | ASBESTOS CEMENT (INCL HARDYFLEX) | AC | 111
103470 | Reticulation Main | MIG | 1962 | SOUTH EAST WATER | 100 | ASBESTOS CEMENT (INCL HARDYFLEX) | AC | 341.8706
1050105764 | Reticulation Main | MIG | 1962 | SOUTH EAST WATER | 100 | ASBESTOS CEMENT (INCL HARDYFLEX) | AC | 8.9549
103409 | Reticulation Main | OPR | 1962 | SOUTH EAST WATER | 100 | ASBESTOS CEMENT (INCL HARDYFLEX) | AC | 107.498
103423 | Reticulation Main | MIG | 1962 | SOUTH EAST WATER | 100 | ASBESTOS CEMENT (INCL HARDYFLEX) | AC | 105
1050105765 | Reticulation Main | OPR | 1962 | SOUTH EAST WATER | 100 | ASBESTOS CEMENT (INCL HARDYFLEX) | AC | 35.502
103425 | Reticulation Main | MIG | 1962 | SOUTH EAST WATER | 100 | ASBESTOS CEMENT (INCL HARDYFLEX) | AC | 34
103472 | Reticulation Main | MIG | 1962 | SOUTH EAST WATER | 100 | ASBESTOS CEMENT (INCL HARDYFLEX) | AC | 220.4531
103712 | Reticulation Main | MIG | 1963 | SOUTH EAST WATER | 150 | ASBESTOS CEMENT (INCL HARDYFLEX) | AC | 87.7843
1050105849 | Reticulation Main | MIG | 1963 | SOUTH EAST WATER | 100 | ASBESTOS CEMENT (INCL HARDYFLEX) | AC | 13.9568
1128460519 | Reticulation Main | MIG | 1963 | SOUTH EAST WATER | 225 | ASBESTOS CEMENT (INCL HARDYFLEX) | AC | 3.2664
1050105810 | Reticulation Main | MIG | 1963 | SOUTH EAST WATER | 150 | ASBESTOS CEMENT (INCL HARDYFLEX) | AC | 3.9596
103821 | Reticulation Main | MIG | 1963 | SOUTH EAST WATER | 150 | ASBESTOS CEMENT (INCL HARDYFLEX) | AC | 95
1050105797 | Reticulation Main | MIG | 1963 | SOUTH EAST WATER | 150 | ASBESTOS CEMENT (INCL HARDYFLEX) | AC | 5.3956
103839 | Reticulation Main | MIG | 1963 | SOUTH EAST WATER | 100 | ASBESTOS CEMENT (INCL HARDYFLEX) | AC | 63.1467
1050105855 | Reticulation Main | MIG | 1963 | SOUTH EAST WATER | 225 | ASBESTOS CEMENT (INCL HARDYFLEX) | AC | 0.61108
103840 | Reticulation Main | MIG | 1963 | SOUTH EAST WATER | 100 | ASBESTOS CEMENT (INCL HARDYFLEX) | AC | 104.8053
103379 | Reticulation Main | MIG | 1963 | SOUTH EAST WATER | 100 | ASBESTOS CEMENT (INCL HARDYFLEX) | AC | 84.0432
1050105854 | Reticulation Main | MIG | 1963 | SOUTH EAST WATER | 225 | ASBESTOS CEMENT (INCL HARDYFLEX) | AC | 3.2427
1050105895 | Reticulation Main | MIG | 1963 | SOUTH EAST WATER | 225 | ASBESTOS CEMENT (INCL HARDYFLEX) | AC | 0.66765
104973 | Reticulation Main | MIG | 1963 | SOUTH EAST WATER | 225 | ASBESTOS CEMENT (INCL HARDYFLEX) | AC | 49.3385
103823 | Reticulation Main | MIG | 1963 | SOUTH EAST WATER | 150 | ASBESTOS CEMENT (INCL HARDYFLEX) | AC | 19
103826 | Reticulation Main | MIG | 1963 | SOUTH EAST WATER | 75 | ASBESTOS CEMENT (INCL HARDYFLEX) | AC | 47
103711 | Reticulation Main | MIG | 1963 | SOUTH EAST WATER | 100 | ASBESTOS CEMENT (INCL HARDYFLEX) | AC | 245.9361
1050105795 | Reticulation Main | OPR | 1963 | SOUTH EAST WATER | 150 | ASBESTOS CEMENT (INCL HARDYFLEX) | AC | 4.9827
103716 | Reticulation Main | MIG | 1963 | SOUTH EAST WATER | 100 | ASBESTOS CEMENT (INCL HARDYFLEX) | AC | 290.0333
1126946709 | Reticulation Main | MIG | 1963 | SOUTH EAST WATER | 100 | ASBESTOS CEMENT (INCL HARDYFLEX) | AC | 23.362
1050105672 | Reticulation Main | MIG | 1963 | SOUTH EAST WATER | 100 | ASBESTOS CEMENT (INCL HARDYFLEX) | AC | 10.1466
1050075219 | Reticulation Main | MIG | 1963 | SOUTH EAST WATER | 100 | ASBESTOS CEMENT (INCL HARDYFLEX) | AC | 90.0732
1050105699 | Reticulation Main | MIG | 1963 | SOUTH EAST WATER | 100 | ASBESTOS CEMENT (INCL HARDYFLEX) | AC | 0.61
104898 | Reticulation Main | MIG | 1963 | SOUTH EAST WATER | 150 | ASBESTOS CEMENT (INCL HARDYFLEX) | AC | 15
1050075227 | Reticulation Main | MIG | 1963 | SOUTH EAST WATER | 100 | ASBESTOS CEMENT (INCL HARDYFLEX) | AC | 2.53
103669 | Reticulation Main | OPR | 1963 | SOUTH EAST WATER | 100 | ASBESTOS CEMENT (INCL HARDYFLEX) | AC | 192.5368
103606 | Reticulation Main | MIG | 1963 | SOUTH EAST WATER | 150 | ASBESTOS CEMENT (INCL HARDYFLEX) | AC | 147
103651 | Reticulation Main | MIG | 1963 | SOUTH EAST WATER | 100 | ASBESTOS CEMENT (INCL HARDYFLEX) | AC | 108
1050105685 | Reticulation Main | MIG | 1963 | SOUTH EAST WATER | 100 | ASBESTOS CEMENT (INCL HARDYFLEX) | AC | 1.911
1050105717 | Reticulation Main | MIG | 1963 | SOUTH EAST WATER | 100 | ASBESTOS CEMENT (INCL HARDYFLEX) | AC | 1.7383
103696 | Reticulation Main | MIG | 1963 | SOUTH EAST WATER | 150 | ASBESTOS CEMENT (INCL HARDYFLEX) | AC | 382.0936
103719 | Reticulation Main | MIG | 1963 | SOUTH EAST WATER | 100 | ASBESTOS CEMENT (INCL HARDYFLEX) | AC | 158.3476
1050105811 | Reticulation Main | MIG | 1963 | SOUTH EAST WATER | 150 | ASBESTOS CEMENT (INCL HARDYFLEX) | AC | 2.5836
103369 | Reticulation Main | MIG | 1963 | SOUTH EAST WATER | 100 | ASBESTOS CEMENT (INCL HARDYFLEX) | AC | 4.8684
103366 | Reticulation Main | MIG | 1963 | SOUTH EAST WATER | 100 | ASBESTOS CEMENT (INCL HARDYFLEX) | AC | 11
1050105787 | Reticulation Main | MIG | 1963 | SOUTH EAST WATER | 100 | ASBESTOS CEMENT (INCL HARDYFLEX) | AC | 0.13158
1050105807 | Reticulation Main | MIG | 1963 | SOUTH EAST WATER | 225 | ASBESTOS CEMENT (INCL HARDYFLEX) | AC | 4.8115
1050105794 | Reticulation Main | MIG | 1963 | SOUTH EAST WATER | 100 | ASBESTOS CEMENT (INCL HARDYFLEX) | AC | 7.44
1050105799 | Reticulation Main | MIG | 1963 | SOUTH EAST WATER | 100 | ASBESTOS CEMENT (INCL HARDYFLEX) | AC | 6.6187
1050105801 | Reticulation Main | MIG | 1963 | SOUTH EAST WATER | 150 | ASBESTOS CEMENT (INCL HARDYFLEX) | AC | 20.2157
1050105932 | Reticulation Main | MIG | 1963 | SOUTH EAST WATER | 150 | ASBESTOS CEMENT (INCL HARDYFLEX) | AC | 4.9693
103616 | Reticulation Main | MIG | 1963 | SOUTH EAST WATER | 100 | ASBESTOS CEMENT (INCL HARDYFLEX) | AC | 210.9134
103615 | Reticulation Main | MIG | 1963 | SOUTH EAST WATER | 100 | ASBESTOS CEMENT (INCL HARDYFLEX) | AC | 191.0215
103693 | Reticulation Main | MIG | 1963 | SOUTH EAST WATER | 80 | ASBESTOS CEMENT (INCL HARDYFLEX) | AC | 74
103856 | Reticulation Main | MIG | 1963 | SOUTH EAST WATER | 150 | ASBESTOS CEMENT (INCL HARDYFLEX) | AC | 16
1050105819 | Reticulation Main | MIG | 1963 | SOUTH EAST WATER | 100 | ASBESTOS CEMENT (INCL HARDYFLEX) | AC | 3.6315
1050105658 | Reticulation Main | MIG | 1963 | SOUTH EAST WATER | 150 | ASBESTOS CEMENT (INCL HARDYFLEX) | AC | 8.2968
1050105666 | Reticulation Main | MIG | 1963 | SOUTH EAST WATER | 150 | ASBESTOS CEMENT (INCL HARDYFLEX) | AC | 10.5868
103612 | Reticulation Main | MIG | 1963 | SOUTH EAST WATER | 100 | ASBESTOS CEMENT (INCL HARDYFLEX) | AC | 326.5603
103652 | Reticulation Main | MIG | 1963 | SOUTH EAST WATER | 100 | ASBESTOS CEMENT (INCL HARDYFLEX) | AC | 89.8534
103694 | Reticulation Main | MIG | 1963 | SOUTH EAST WATER | 150 | ASBESTOS CEMENT (INCL HARDYFLEX) | AC | 57.4579
1050105800 | Reticulation Main | MIG | 1963 | SOUTH EAST WATER | 225 | ASBESTOS CEMENT (INCL HARDYFLEX) | AC | 23.0162
103715 | Reticulation Main | MIG | 1963 | SOUTH EAST WATER | 225 | ASBESTOS CEMENT (INCL HARDYFLEX) | AC | 362.815
103743 | Reticulation Main | MIG | 1963 | SOUTH EAST WATER | 150 | ASBESTOS CEMENT (INCL HARDYFLEX) | AC | 17.35
1050105821 | Reticulation Main | MIG | 1963 | SOUTH EAST WATER | 150 | ASBESTOS CEMENT (INCL HARDYFLEX) | AC | 5.7617
1050105822 | Reticulation Main | MIG | 1963 | SOUTH EAST WATER | 100 | ASBESTOS CEMENT (INCL HARDYFLEX) | AC | 18.8533
1050000286 | Reticulation Main | OPR | 1963 | SOUTH EAST WATER | 150 | ASBESTOS CEMENT (INCL HARDYFLEX) | AC | 219.01
103596 | Reticulation Main | MIG | 1963 | SOUTH EAST WATER | 150 | ASBESTOS CEMENT (INCL HARDYFLEX) | AC | 63
103597 | Reticulation Main | MIG | 1963 | SOUTH EAST WATER | 150 | ASBESTOS CEMENT (INCL HARDYFLEX) | AC | 68
103598 | Reticulation Main | MIG | 1963 | SOUTH EAST WATER | 150 | ASBESTOS CEMENT (INCL HARDYFLEX) | AC | 117
1050105660 | Reticulation Main | MIG | 1963 | SOUTH EAST WATER | 100 | ASBESTOS CEMENT (INCL HARDYFLEX) | AC | 18.8025
1050105667 | Reticulation Main | MIG | 1963 | SOUTH EAST WATER | 100 | ASBESTOS CEMENT (INCL HARDYFLEX) | AC | 7.2882
103614 | Reticulation Main | MIG | 1963 | SOUTH EAST WATER | 150 | ASBESTOS CEMENT (INCL HARDYFLEX) | AC | 95.4132
103742 | Reticulation Main | MIG | 1963 | SOUTH EAST WATER | 150 | ASBESTOS CEMENT (INCL HARDYFLEX) | AC | 15
1050105873 | Reticulation Main | MIG | 1963 | SOUTH EAST WATER | 100 | ASBESTOS CEMENT (INCL HARDYFLEX) | AC | 25.9775
104897 | Reticulation Main | MIG | 1963 | SOUTH EAST WATER | 150 | ASBESTOS CEMENT (INCL HARDYFLEX) | AC | 106.0307
103660 | Reticulation Main | MIG | 1963 | SOUTH EAST WATER | 150 | ASBESTOS CEMENT (INCL HARDYFLEX) | AC | 111.4825
1050105686 | Reticulation Main | MIG | 1963 | SOUTH EAST WATER | 150 | ASBESTOS CEMENT (INCL HARDYFLEX) | AC | 10.1291
103680 | Reticulation Main | MIG | 1963 | SOUTH EAST WATER | 100 | ASBESTOS CEMENT (INCL HARDYFLEX) | AC | 151.4246
103689 | Reticulation Main | MIG | 1963 | SOUTH EAST WATER | 100 | ASBESTOS CEMENT (INCL HARDYFLEX) | AC | 11.4415
1050105701 | Reticulation Main | MIG | 1963 | SOUTH EAST WATER | 150 | ASBESTOS CEMENT (INCL HARDYFLEX) | AC | 28.5108
1125623563 | Reticulation Main | OPR | 1963 | SOUTH EAST WATER | 100 | ASBESTOS CEMENT (INCL HARDYFLEX) | AC | 6.5947
1050105793 | Reticulation Main | MIG | 1963 | SOUTH EAST WATER | 100 | ASBESTOS CEMENT (INCL HARDYFLEX) | AC | 21.6524
103822 | Reticulation Main | MIG | 1963 | SOUTH EAST WATER | 150 | ASBESTOS CEMENT (INCL HARDYFLEX) | AC | 81.2383
103595 | Reticulation Main | MIG | 1963 | SOUTH EAST WATER | 150 | ASBESTOS CEMENT (INCL HARDYFLEX) | AC | 94.7032
1050105679 | Reticulation Main | MIG | 1963 | SOUTH EAST WATER | 100 | ASBESTOS CEMENT (INCL HARDYFLEX) | AC | 22.0013
1050105684 | Reticulation Main | MIG | 1963 | SOUTH EAST WATER | 100 | ASBESTOS CEMENT (INCL HARDYFLEX) | AC | 6.1415
1050105687 | Reticulation Main | ABND | 1963 | SOUTH EAST WATER | 100 | ASBESTOS CEMENT (INCL HARDYFLEX) | AC | 6.483
1050105689 | Reticulation Main | MIG | 1963 | SOUTH EAST WATER | 150 | ASBESTOS CEMENT (INCL HARDYFLEX) | AC | 13.9903
1050633976 | Reticulation Main | REM | 1963 | SOUTH EAST WATER | 100 | ASBESTOS CEMENT (INCL HARDYFLEX) | AC | 87.4225
1050105901 | Reticulation Main | MIG | 1963 | SOUTH EAST WATER | 225 | ASBESTOS CEMENT (INCL HARDYFLEX) | AC | 0.79366
103695 | Reticulation Main | OPR | 1963 | SOUTH EAST WATER | 150 | ASBESTOS CEMENT (INCL HARDYFLEX) | AC | 143.0173
1050662669 | Reticulation Main | OPR | 1963 | SOUTH EAST WATER | 150 | ASBESTOS CEMENT (INCL HARDYFLEX) | AC | 20.11
104937 | Reticulation Main | MIG | 1963 | SOUTH EAST WATER | 100 | ASBESTOS CEMENT (INCL HARDYFLEX) | AC | 201
1050105700 | Reticulation Main | MIG | 1963 | SOUTH EAST WATER | 150 | ASBESTOS CEMENT (INCL HARDYFLEX) | AC | 23.7811
103690 | Reticulation Main | MIG | 1963 | SOUTH EAST WATER | 150 | ASBESTOS CEMENT (INCL HARDYFLEX) | AC | 90
1050105696 | Reticulation Main | MIG | 1963 | SOUTH EAST WATER | 150 | ASBESTOS CEMENT (INCL HARDYFLEX) | AC | 12.6313
103687 | Reticulation Main | MIG | 1963 | SOUTH EAST WATER | 150 | ASBESTOS CEMENT (INCL HARDYFLEX) | AC | 222.3687
1050105698 | Reticulation Main | MIG | 1963 | SOUTH EAST WATER | 150 | ASBESTOS CEMENT (INCL HARDYFLEX) | AC | 10.6828
1050105682 | Reticulation Main | MIG | 1963 | SOUTH EAST WATER | 100 | ASBESTOS CEMENT (INCL HARDYFLEX) | AC | 6.4632
1050105791 | Reticulation Main | MIG | 1963 | SOUTH EAST WATER | 225 | ASBESTOS CEMENT (INCL HARDYFLEX) | AC | 6.3053
103721 | Reticulation Main | MIG | 1963 | SOUTH EAST WATER | 225 | ASBESTOS CEMENT (INCL HARDYFLEX) | AC | 222
103726 | Reticulation Main | MIG | 1963 | SOUTH EAST WATER | 225 | ASBESTOS CEMENT (INCL HARDYFLEX) | AC | 248.1885
103727 | Reticulation Main | MIG | 1963 | SOUTH EAST WATER | 150 | ASBESTOS CEMENT (INCL HARDYFLEX) | AC | 67
103824 | Reticulation Main | MIG | 1963 | SOUTH EAST WATER | 150 | ASBESTOS CEMENT (INCL HARDYFLEX) | AC | 52
103825 | Reticulation Main | MIG | 1963 | SOUTH EAST WATER | 75 | ASBESTOS CEMENT (INCL HARDYFLEX) | AC | 21
1050105823 | Reticulation Main | MIG | 1963 | SOUTH EAST WATER | 100 | ASBESTOS CEMENT (INCL HARDYFLEX) | AC | 78.1947
103691 | Reticulation Main | MIG | 1963 | SOUTH EAST WATER | 150 | ASBESTOS CEMENT (INCL HARDYFLEX) | AC | 140.2286
1050105718 | Reticulation Main | MIG | 1963 | SOUTH EAST WATER | 100 | ASBESTOS CEMENT (INCL HARDYFLEX) | AC | 2.4669
1050105790 | Reticulation Main | MIG | 1963 | SOUTH EAST WATER | 100 | ASBESTOS CEMENT (INCL HARDYFLEX) | AC | 3.9667
1050105683 | Reticulation Main | MIG | 1963 | SOUTH EAST WATER | 100 | ASBESTOS CEMENT (INCL HARDYFLEX) | AC | 1.2683
103608 | Reticulation Main | MIG | 1963 | SOUTH EAST WATER | 100 | ASBESTOS CEMENT (INCL HARDYFLEX) | AC | 89.1975
103627 | Reticulation Main | MIG | 1963 | SOUTH EAST WATER | 100 | ASBESTOS CEMENT (INCL HARDYFLEX) | AC | 153.4734
103617 | Reticulation Main | MIG | 1963 | SOUTH EAST WATER | 100 | ASBESTOS CEMENT (INCL HARDYFLEX) | AC | 83.3615
103699 | Reticulation Main | MIG | 1963 | SOUTH EAST WATER | 100 | ASBESTOS CEMENT (INCL HARDYFLEX) | AC | 135
103829 | Reticulation Main | MIG | 1963 | SOUTH EAST WATER | 100 | ASBESTOS CEMENT (INCL HARDYFLEX) | AC | 92.3909
1050105902 | Reticulation Main | MIG | 1963 | SOUTH EAST WATER | 225 | ASBESTOS CEMENT (INCL HARDYFLEX) | AC | 0.6685
1050105665 | Reticulation Main | MIG | 1963 | SOUTH EAST WATER | 100 | ASBESTOS CEMENT (INCL HARDYFLEX) | AC | 17.9772
103671 | Reticulation Main | MIG | 1963 | SOUTH EAST WATER | 150 | ASBESTOS CEMENT (INCL HARDYFLEX) | AC | 223.5924
103722 | Reticulation Main | MIG | 1963 | SOUTH EAST WATER | 225 | ASBESTOS CEMENT (INCL HARDYFLEX) | AC | 267
1050105792 | Reticulation Main | MIG | 1963 | SOUTH EAST WATER | 225 | ASBESTOS CEMENT (INCL HARDYFLEX) | AC | 5.1688
103613 | Reticulation Main | MIG | 1963 | SOUTH EAST WATER | 150 | ASBESTOS CEMENT (INCL HARDYFLEX) | AC | 8
103709 | Reticulation Main | MIG | 1963 | SOUTH EAST WATER | 150 | ASBESTOS CEMENT (INCL HARDYFLEX) | AC | 53.1361
1050105789 | Reticulation Main | MIG | 1963 | SOUTH EAST WATER | 100 | ASBESTOS CEMENT (INCL HARDYFLEX) | AC | 6.4452
103672 | Reticulation Main | MIG | 1963 | SOUTH EAST WATER | 100 | ASBESTOS CEMENT (INCL HARDYFLEX) | AC | 124.7877
1050105674 | Reticulation Main | MIG | 1963 | SOUTH EAST WATER | 100 | ASBESTOS CEMENT (INCL HARDYFLEX) | AC | 7.933
1050105715 | Reticulation Main | MIG | 1963 | SOUTH EAST WATER | 100 | ASBESTOS CEMENT (INCL HARDYFLEX) | AC | 0.60323
103702 | Reticulation Main | MIG | 1963 | SOUTH EAST WATER | 100 | ASBESTOS CEMENT (INCL HARDYFLEX) | AC | 48
1050105697 | Reticulation Main | MIG | 1963 | SOUTH EAST WATER | 150 | ASBESTOS CEMENT (INCL HARDYFLEX) | AC | 20.8593
103592 | Reticulation Main | MIG | 1963 | SOUTH EAST WATER | 100 | ASBESTOS CEMENT (INCL HARDYFLEX) | AC | 77
103619 | Reticulation Main | MIG | 1963 | SOUTH EAST WATER | 100 | ASBESTOS CEMENT (INCL HARDYFLEX) | AC | 158.8585
103657 | Reticulation Main | ABND | 1963 | SOUTH EAST WATER | 100 | ASBESTOS CEMENT (INCL HARDYFLEX) | AC | 74.876
1050105673 | Reticulation Main | MIG | 1963 | SOUTH EAST WATER | 100 | ASBESTOS CEMENT (INCL HARDYFLEX) | AC | 6.1267
1050105656 | Reticulation Main | MIG | 1963 | SOUTH EAST WATER | 100 | ASBESTOS CEMENT (INCL HARDYFLEX) | AC | 20.1514
103738 | Reticulation Main | MIG | 1963 | SOUTH EAST WATER | 100 | ASBESTOS CEMENT (INCL HARDYFLEX) | AC | 147.7833
1050105668 | Reticulation Main | MIG | 1963 | SOUTH EAST WATER | 100 | ASBESTOS CEMENT (INCL HARDYFLEX) | AC | 20.0866
1050105692 | Reticulation Main | MIG | 1963 | SOUTH EAST WATER | 100 | ASBESTOS CEMENT (INCL HARDYFLEX) | AC | 7.5754
1050105663 | Reticulation Main | MIG | 1963 | SOUTH EAST WATER | 100 | ASBESTOS CEMENT (INCL HARDYFLEX) | AC | 19.2167
103653 | Reticulation Main | MIG | 1963 | SOUTH EAST WATER | 100 | ASBESTOS CEMENT (INCL HARDYFLEX) | AC | 143
103720 | Reticulation Main | MIG | 1963 | SOUTH EAST WATER | 225 | ASBESTOS CEMENT (INCL HARDYFLEX) | AC | 95.4283
103686 | Reticulation Main | OPR | 1963 | SOUTH EAST WATER | 100 | ASBESTOS CEMENT (INCL HARDYFLEX) | AC | 303.5567
1130180022 | Reticulation Main | MIG | 1963 | SOUTH EAST WATER | 100 | ASBESTOS CEMENT (INCL HARDYFLEX) | AC | 62.0082
103697 | Reticulation Main | OPR | 1963 | SOUTH EAST WATER | 150 | ASBESTOS CEMENT (INCL HARDYFLEX) | AC | 21.73
103440 | Reticulation Main | MIG | 1964 | SOUTH EAST WATER | 100 | ASBESTOS CEMENT (INCL HARDYFLEX) | AC | 145.6779
1050105662 | Reticulation Main | MIG | 1964 | SOUTH EAST WATER | 100 | ASBESTOS CEMENT (INCL HARDYFLEX) | AC | 4.3579
1050105661 | Reticulation Main | MIG | 1964 | SOUTH EAST WATER | 100 | ASBESTOS CEMENT (INCL HARDYFLEX) | AC | 5.0326
1050105781 | Reticulation Main | MIG | 1964 | SOUTH EAST WATER | 100 | ASBESTOS CEMENT (INCL HARDYFLEX) | AC | 19.3221
103602 | Reticulation Main | MIG | 1964 | SOUTH EAST WATER | 100 | ASBESTOS CEMENT (INCL HARDYFLEX) | AC | 93.6095
1050105688 | Reticulation Main | MIG | 1964 | SOUTH EAST WATER | 100 | ASBESTOS CEMENT (INCL HARDYFLEX) | AC | 7.6217
103659 | Reticulation Main | MIG | 1964 | SOUTH EAST WATER | 100 | ASBESTOS CEMENT (INCL HARDYFLEX) | AC | 140.3783
1127076239 | Reticulation Main | MIG | 1965 | SOUTH EAST WATER | 100 | ASBESTOS CEMENT (INCL HARDYFLEX) | AC | 43.7154
1050105804 | Reticulation Main | MIG | 1965 | SOUTH EAST WATER | 100 | ASBESTOS CEMENT (INCL HARDYFLEX) | AC | 4.2098
103713 | Reticulation Main | MIG | 1965 | SOUTH EAST WATER | 100 | ASBESTOS CEMENT (INCL HARDYFLEX) | AC | 153.3866
103648 | Reticulation Main | MIG | 1965 | SOUTH EAST WATER | 100 | ASBESTOS CEMENT (INCL HARDYFLEX) | AC | 104
103649 | Reticulation Main | MIG | 1965 | SOUTH EAST WATER | 100 | ASBESTOS CEMENT (INCL HARDYFLEX) | AC | 20
103487 | Reticulation Main | MIG | 1965 | SOUTH EAST WATER | 100 | ASBESTOS CEMENT (INCL HARDYFLEX) | AC | 43.5888
1050105780 | Reticulation Main | MIG | 1965 | SOUTH EAST WATER | 100 | ASBESTOS CEMENT (INCL HARDYFLEX) | AC | 6.6482
103725 | Reticulation Main | MIG | 1965 | SOUTH EAST WATER | 100 | ASBESTOS CEMENT (INCL HARDYFLEX) | AC | 37.6891
1050528286 | Reticulation Main | OPR | 1965 | SOUTH EAST WATER | 225 | ASBESTOS CEMENT (INCL HARDYFLEX) | AC | 24.1114
1050105617 | Reticulation Main | MIG | 1965 | SOUTH EAST WATER | 100 | ASBESTOS CEMENT (INCL HARDYFLEX) | AC | 7.4112
1050105782 | Reticulation Main | MIG | 1965 | SOUTH EAST WATER | 100 | ASBESTOS CEMENT (INCL HARDYFLEX) | AC | 7.5243
1050105671 | Reticulation Main | MIG | 1965 | SOUTH EAST WATER | 100 | ASBESTOS CEMENT (INCL HARDYFLEX) | AC | 5.8456
1050105714 | Reticulation Main | MIG | 1965 | SOUTH EAST WATER | 150 | ASBESTOS CEMENT (INCL HARDYFLEX) | AC | 1.5468
1050105796 | Reticulation Main | MIG | 1965 | SOUTH EAST WATER | 100 | ASBESTOS CEMENT (INCL HARDYFLEX) | AC | 4.33
103739 | Reticulation Main | MIG | 1965 | SOUTH EAST WATER | 100 | ASBESTOS CEMENT (INCL HARDYFLEX) | AC | 113.79
1050105806 | Reticulation Main | MIG | 1965 | SOUTH EAST WATER | 100 | ASBESTOS CEMENT (INCL HARDYFLEX) | AC | 3.69
103685 | Reticulation Main | MIG | 1965 | SOUTH EAST WATER | 100 | ASBESTOS CEMENT (INCL HARDYFLEX) | AC | 139
103706 | Reticulation Main | MIG | 1965 | SOUTH EAST WATER | 150 | ASBESTOS CEMENT (INCL HARDYFLEX) | AC | 205
103692 | Reticulation Main | MIG | 1965 | SOUTH EAST WATER | 100 | ASBESTOS CEMENT (INCL HARDYFLEX) | AC | 133.7574
104935 | Reticulation Main | MIG | 1965 | SOUTH EAST WATER | 150 | ASBESTOS CEMENT (INCL HARDYFLEX) | AC | 19.4532
103485 | Reticulation Main | MIG | 1965 | SOUTH EAST WATER | 100 | ASBESTOS CEMENT (INCL HARDYFLEX) | AC | 52.4757
103650 | Reticulation Main | MIG | 1965 | SOUTH EAST WATER | 100 | ASBESTOS CEMENT (INCL HARDYFLEX) | AC | 98.1544
1050105690 | Reticulation Main | MIG | 1965 | SOUTH EAST WATER | 100 | ASBESTOS CEMENT (INCL HARDYFLEX) | AC | 33.2426
103479 | Reticulation Main | MIG | 1965 | SOUTH EAST WATER | 100 | ASBESTOS CEMENT (INCL HARDYFLEX) | AC | 115
1050105805 | Reticulation Main | MIG | 1965 | SOUTH EAST WATER | 100 | ASBESTOS CEMENT (INCL HARDYFLEX) | AC | 2.6232
103435 | Reticulation Main | MIG | 1965 | SOUTH EAST WATER | 225 | ASBESTOS CEMENT (INCL HARDYFLEX) | AC | 40.8886
1050105802 | Reticulation Main | MIG | 1965 | SOUTH EAST WATER | 100 | ASBESTOS CEMENT (INCL HARDYFLEX) | AC | 20.6134
103641 | Reticulation Main | MIG | 1965 | SOUTH EAST WATER | 100 | ASBESTOS CEMENT (INCL HARDYFLEX) | AC | 142
103700 | Reticulation Main | MIG | 1965 | SOUTH EAST WATER | 100 | ASBESTOS CEMENT (INCL HARDYFLEX) | AC | 450.6748
103841 | Reticulation Main | MIG | 1965 | SOUTH EAST WATER | 100 | ASBESTOS CEMENT (INCL HARDYFLEX) | AC | 43
103684 | Reticulation Main | MIG | 1965 | SOUTH EAST WATER | 100 | ASBESTOS CEMENT (INCL HARDYFLEX) | AC | 36.6941
1050105694 | Reticulation Main | MIG | 1965 | SOUTH EAST WATER | 100 | ASBESTOS CEMENT (INCL HARDYFLEX) | AC | 3.3059
103437 | Reticulation Main | MIG | 1965 | SOUTH EAST WATER | 100 | ASBESTOS CEMENT (INCL HARDYFLEX) | AC | 128.6364
103626 | Reticulation Main | MIG | 1966 | SOUTH EAST WATER | 100 | ASBESTOS CEMENT (INCL HARDYFLEX) | AC | 85
103663 | Reticulation Main | MIG | 1966 | SOUTH EAST WATER | 100 | ASBESTOS CEMENT (INCL HARDYFLEX) | AC | 95.7883
1050105678 | Reticulation Main | MIG | 1966 | SOUTH EAST WATER | 100 | ASBESTOS CEMENT (INCL HARDYFLEX) | AC | 10.2117
103482 | Reticulation Main | MIG | 1966 | SOUTH EAST WATER | 225 | ASBESTOS CEMENT (INCL HARDYFLEX) | AC | 75
103436 | Reticulation Main | MIG | 1966 | SOUTH EAST WATER | 225 | ASBESTOS CEMENT (INCL HARDYFLEX) | AC | 91
103480 | Reticulation Main | MIG | 1966 | SOUTH EAST WATER | 225 | ASBESTOS CEMENT (INCL HARDYFLEX) | AC | 127
103481 | Reticulation Main | MIG | 1966 | SOUTH EAST WATER | 225 | ASBESTOS CEMENT (INCL HARDYFLEX) | AC | 12
103662 | Reticulation Main | MIG | 1966 | SOUTH EAST WATER | 100 | ASBESTOS CEMENT (INCL HARDYFLEX) | AC | 35
103609 | Reticulation Main | MIG | 1967 | SOUTH EAST WATER | 100 | ASBESTOS CEMENT (INCL HARDYFLEX) | AC | 92.2235
103708 | Reticulation Main | MIG | 1967 | SOUTH EAST WATER | 150 | ASBESTOS CEMENT (INCL HARDYFLEX) | AC | 45
103723 | Reticulation Main | MIG | 1968 | SOUTH EAST WATER | 100 | ASBESTOS CEMENT (INCL HARDYFLEX) | AC | 15
103655 | Reticulation Main | MIG | 1968 | SOUTH EAST WATER | 150 | ASBESTOS CEMENT (INCL HARDYFLEX) | AC | 222.4874
104938 | Reticulation Main | MIG | 1968 | SOUTH EAST WATER | 100 | ASBESTOS CEMENT (INCL HARDYFLEX) | AC | 15.1641
1050105809 | Reticulation Main | MIG | 1968 | SOUTH EAST WATER | 100 | ASBESTOS CEMENT (INCL HARDYFLEX) | AC | 3.3412
103710 | Reticulation Main | MIG | 1968 | SOUTH EAST WATER | 100 | ASBESTOS CEMENT (INCL HARDYFLEX) | AC | 195.4735
103656 | Reticulation Main | MIG | 1968 | SOUTH EAST WATER | 150 | ASBESTOS CEMENT (INCL HARDYFLEX) | AC | 13.9999
1050105675 | Reticulation Main | MIG | 1968 | SOUTH EAST WATER | 150 | ASBESTOS CEMENT (INCL HARDYFLEX) | AC | 4.5126
1050105691 | Reticulation Main | MIG | 1968 | SOUTH EAST WATER | 100 | ASBESTOS CEMENT (INCL HARDYFLEX) | AC | 55.9961
1050105808 | Reticulation Main | MIG | 1968 | SOUTH EAST WATER | 100 | ASBESTOS CEMENT (INCL HARDYFLEX) | AC | 2.8392
103599 | Reticulation Main | MIG | 1968 | SOUTH EAST WATER | 100 | ASBESTOS CEMENT (INCL HARDYFLEX) | AC | 148.9728
103674 | Reticulation Main | MIG | 1968 | SOUTH EAST WATER | 150 | ASBESTOS CEMENT (INCL HARDYFLEX) | AC | 120
103703 | Reticulation Main | MIG | 1968 | SOUTH EAST WATER | 100 | ASBESTOS CEMENT (INCL HARDYFLEX) | AC | 71
103675 | Reticulation Main | MIG | 1968 | SOUTH EAST WATER | 100 | ASBESTOS CEMENT (INCL HARDYFLEX) | AC | 135.0367
103717 | Reticulation Main | MIG | 1968 | SOUTH EAST WATER | 100 | ASBESTOS CEMENT (INCL HARDYFLEX) | AC | 36.3282
104940 | Reticulation Main | MIG | 1968 | SOUTH EAST WATER | 100 | ASBESTOS CEMENT (INCL HARDYFLEX) | AC | 99
103591 | Reticulation Main | MIG | 1968 | SOUTH EAST WATER | 100 | ASBESTOS CEMENT (INCL HARDYFLEX) | AC | 41
1050105659 | Reticulation Main | MIG | 1968 | SOUTH EAST WATER | 100 | ASBESTOS CEMENT (INCL HARDYFLEX) | AC | 5.0272
103741 | Reticulation Main | MIG | 1968 | SOUTH EAST WATER | 100 | ASBESTOS CEMENT (INCL HARDYFLEX) | AC | 18.96
103484 | Reticulation Main | MIG | 1968 | SOUTH EAST WATER | 100 | ASBESTOS CEMENT (INCL HARDYFLEX) | AC | 68
1050105712 | Reticulation Main | MIG | 1968 | SOUTH EAST WATER | 100 | ASBESTOS CEMENT (INCL HARDYFLEX) | AC | 3.8359
103589 | Reticulation Main | MIG | 1968 | SOUTH EAST WATER | 100 | ASBESTOS CEMENT (INCL HARDYFLEX) | AC | 53
1050105851 | Reticulation Main | MIG | 1968 | SOUTH EAST WATER | 100 | ASBESTOS CEMENT (INCL HARDYFLEX) | AC | 15.6718
103586 | Reticulation Main | MIG | 1968 | SOUTH EAST WATER | 100 | ASBESTOS CEMENT (INCL HARDYFLEX) | AC | 195
103483 | Reticulation Main | MIG | 1971 | SOUTH EAST WATER | 100 | ASBESTOS CEMENT (INCL HARDYFLEX) | AC | 51.3066
1050105616 | Reticulation Main | MIG | 1971 | SOUTH EAST WATER | 100 | ASBESTOS CEMENT (INCL HARDYFLEX) | AC | 9.6934
103658 | Reticulation Main | REM | 1971 | SOUTH EAST WATER | 100 | ASBESTOS CEMENT (INCL HARDYFLEX) | AC | 35
1050075221 | Reticulation Main | OPR | 1971 | SOUTH EAST WATER | 100 | ASBESTOS CEMENT (INCL HARDYFLEX) | AC | 0.59927
1050075218 | Reticulation Main | OPR | 1971 | SOUTH EAST WATER | 100 | ASBESTOS CEMENT (INCL HARDYFLEX) | AC | 6.7588
103681 | Reticulation Main | MIG | 1971 | SOUTH EAST WATER | 100 | ASBESTOS CEMENT (INCL HARDYFLEX) | AC | 61
103488 | Reticulation Main | MIG | 1971 | SOUTH EAST WATER | 100 | ASBESTOS CEMENT (INCL HARDYFLEX) | AC | 103
1050105716 | Reticulation Main | OPR | 1971 | SOUTH EAST WATER | 100 | ASBESTOS CEMENT (INCL HARDYFLEX) | AC | 0.6022
1050075217 | Reticulation Main | OPR | 1971 | SOUTH EAST WATER | 100 | ASBESTOS CEMENT (INCL HARDYFLEX) | AC | 0.66
103565 | Reticulation Main | MIG | 1972 | SOUTH EAST WATER | 225 | ASBESTOS CEMENT (INCL HARDYFLEX) | AC | 33.5752
104955 | Reticulation Main | MIG | 1972 | SOUTH EAST WATER | 225 | ASBESTOS CEMENT (INCL HARDYFLEX) | AC | 54.6293
1050105618 | Reticulation Main | MIG | 1972 | SOUTH EAST WATER | 225 | ASBESTOS CEMENT (INCL HARDYFLEX) | AC | 15.32
103486 | Reticulation Main | MIG | 1972 | SOUTH EAST WATER | 225 | ASBESTOS CEMENT (INCL HARDYFLEX) | AC | 38.6758
1050105624 | Reticulation Main | MIG | 1972 | SOUTH EAST WATER | 225 | ASBESTOS CEMENT (INCL HARDYFLEX) | AC | 27.4248
103677 | Reticulation Main | MIG | 1972 | SOUTH EAST WATER | 100 | ASBESTOS CEMENT (INCL HARDYFLEX) | AC | 53
104941 | Reticulation Main | MIG | 1972 | SOUTH EAST WATER | 100 | ASBESTOS CEMENT (INCL HARDYFLEX) | AC | 33.7705
1050105846 | Reticulation Main | MIG | 1972 | SOUTH EAST WATER | 225 | ASBESTOS CEMENT (INCL HARDYFLEX) | AC | 8.3707
104979 | Reticulation Main | MIG | 1972 | SOUTH EAST WATER | 225 | ASBESTOS CEMENT (INCL HARDYFLEX) | AC | 44
1050105676 | Reticulation Main | MIG | 1972 | SOUTH EAST WATER | 100 | ASBESTOS CEMENT (INCL HARDYFLEX) | AC | 21.8737
103682 | Reticulation Main | MIG | 1972 | SOUTH EAST WATER | 100 | ASBESTOS CEMENT (INCL HARDYFLEX) | AC | 75
104946 | Reticulation Main | MIG | 1972 | SOUTH EAST WATER | 100 | ASBESTOS CEMENT (INCL HARDYFLEX) | AC | 31
104947 | Reticulation Main | MIG | 1972 | SOUTH EAST WATER | 150 | ASBESTOS CEMENT (INCL HARDYFLEX) | AC | 111
103625 | Reticulation Main | MIG | 1972 | SOUTH EAST WATER | 100 | ASBESTOS CEMENT (INCL HARDYFLEX) | AC | 26.1263
1050105708 | Reticulation Main | MIG | 1972 | SOUTH EAST WATER | 100 | ASBESTOS CEMENT (INCL HARDYFLEX) | AC | 4.2295
103471 | Reticulation Main | MIG | 1976 | SOUTH EAST WATER | 100 | ASBESTOS CEMENT (INCL HARDYFLEX) | AC | 121.4612
1050105763 | Reticulation Main | MIG | 1976 | SOUTH EAST WATER | 100 | ASBESTOS CEMENT (INCL HARDYFLEX) | AC | 8.5388
103610 | Reticulation Main | OPR | 1976 | SOUTH EAST WATER | 100 | ASBESTOS CEMENT (INCL HARDYFLEX) | AC | 18.08
104936 | Reticulation Main | MIG | 1977 | SOUTH EAST WATER | 150 | ASBESTOS CEMENT (INCL HARDYFLEX) | AC | 34
103575 | Reticulation Main | MIG | 1978 | SOUTH EAST WATER | 225 | ASBESTOS CEMENT (INCL HARDYFLEX) | AC | 245
1050549228 | Reticulation Main | ABND | 1979 | SOUTH EAST WATER | 100 | ASBESTOS CEMENT (INCL HARDYFLEX) | AC | 60.8492
103724 | Reticulation Main | MIG | 1980 | SOUTH EAST WATER | 150 | ASBESTOS CEMENT (INCL HARDYFLEX) | AC | 211
1050105816 | Reticulation Main | MIG | 1981 | SOUTH EAST WATER | 225 | ASBESTOS CEMENT (INCL HARDYFLEX) | AC | 15.12
1050105711 | Reticulation Main | MIG | 1981 | SOUTH EAST WATER | 100 | ASBESTOS CEMENT (INCL HARDYFLEX) | AC | 5.9145
104939 | Reticulation Main | MIG | 1981 | SOUTH EAST WATER | 100 | ASBESTOS CEMENT (INCL HARDYFLEX) | AC | 17.9714
1050105710 | Reticulation Main | MIG | 1981 | SOUTH EAST WATER | 100 | ASBESTOS CEMENT (INCL HARDYFLEX) | AC | 7.11
103827 | Reticulation Main | MIG | 1983 | SOUTH EAST WATER | 75 | ASBESTOS CEMENT (INCL HARDYFLEX) | AC | 16
1050105813 | Reticulation Main | MIG | 1939 | SOUTH EAST WATER | 150 | CAST IRON CEMENT LINED | CICL | 1.7617
1050105812 | Reticulation Main | MIG | 1939 | SOUTH EAST WATER | 150 | CAST IRON CEMENT LINED | CICL | 6.2718
1050105814 | Reticulation Main | MIG | 1939 | SOUTH EAST WATER | 150 | CAST IRON CEMENT LINED | CICL | 1.8687
103878 | Reticulation Main | MIG | 1939 | SOUTH EAST WATER | 150 | CAST IRON CEMENT LINED | CICL | 9.0978
1050105836 | Reticulation Main | MIG | 1958 | SOUTH EAST WATER | 225 | CAST IRON CEMENT LINED | CICL | 10.3378
103851 | Reticulation Main | MIG | 1958 | SOUTH EAST WATER | 225 | CAST IRON CEMENT LINED | CICL | 62.2348
1050105837 | Reticulation Main | MIG | 1958 | SOUTH EAST WATER | 225 | CAST IRON CEMENT LINED | CICL | 2.8641
1050105833 | Reticulation Main | MIG | 1958 | SOUTH EAST WATER | 300 | CAST IRON CEMENT LINED | CICL | 2.68
103894 | Reticulation Main | MIG | 1958 | SOUTH EAST WATER | 300 | CAST IRON CEMENT LINED | CICL | 47
103857 | Reticulation Main | MIG | 1958 | SOUTH EAST WATER | 300 | CAST IRON CEMENT LINED | CICL | 0.96257
103377 | Reticulation Main | MIG | 1958 | SOUTH EAST WATER | 375 | CAST IRON CEMENT LINED | CICL | 83.0546
1050105904 | Reticulation Main | MIG | 1958 | SOUTH EAST WATER | 225 | CAST IRON CEMENT LINED | CICL | 0.56333
1050105864 | Reticulation Main | MIG | 1958 | SOUTH EAST WATER | 375 | CAST IRON CEMENT LINED | CICL | 1.094
1050105722 | Reticulation Main | MIG | 1959 | SOUTH EAST WATER | 375 | CAST IRON CEMENT LINED | CICL | 3.4631
103365 | Reticulation Main | MIG | 1959 | SOUTH EAST WATER | 375 | CAST IRON CEMENT LINED | CICL | 27.9888
1050105896 | Reticulation Main | MIG | 1959 | SOUTH EAST WATER | 375 | CAST IRON CEMENT LINED | CICL | 0.75358
103372 | Reticulation Main | MIG | 1959 | SOUTH EAST WATER | 375 | CAST IRON CEMENT LINED | CICL | 4.7833
1050105786 | Reticulation Main | MIG | 1959 | SOUTH EAST WATER | 375 | CAST IRON CEMENT LINED | CICL | 3.0112
103375 | Reticulation Main | MIG | 1959 | SOUTH EAST WATER | 375 | CAST IRON CEMENT LINED | CICL | 90
103374 | Reticulation Main | MIG | 1959 | SOUTH EAST WATER | 375 | CAST IRON CEMENT LINED | CICL | 65.1137
1050039488 | Reticulation Main | REM | 1972 | SOUTH EAST WATER | 150 | CAST IRON CEMENT LINED | CICL | 2.2936
1050105639 | Reticulation Main | MIG | 1972 | SOUTH EAST WATER | 225 | CAST IRON CEMENT LINED | CICL | 2.61
1050105863 | Reticulation Main | REM | 1972 | SOUTH EAST WATER | 150 | CAST IRON CEMENT LINED | CICL | 1.7347
104959 | Reticulation Main | MIG | 1972 | SOUTH EAST WATER | 300 | CAST IRON CEMENT LINED | CICL | 56
103569 | Reticulation Main | MIG | 1972 | SOUTH EAST WATER | 225 | CAST IRON CEMENT LINED | CICL | 18.39
1050039487 | Reticulation Main | REM | 1972 | SOUTH EAST WATER | 300 | CAST IRON CEMENT LINED | CICL | 2.3524
1050105620 | Reticulation Main | MIG | 1972 | SOUTH EAST WATER | 225 | CAST IRON CEMENT LINED | CICL | 1.9
1050105903 | Reticulation Main | REM | 1972 | SOUTH EAST WATER | 300 | CAST IRON CEMENT LINED | CICL | 1.8976
103426 | Reticulation Main | MIG | 1972 | SOUTH EAST WATER | 100 | CAST IRON CEMENT LINED | CICL | 119
103561 | Reticulation Main | MIG | 1972 | SOUTH EAST WATER | 225 | CAST IRON CEMENT LINED | CICL | 8.1
1050105695 | Reticulation Main | MIG | 1976 | SOUTH EAST WATER | 150 | CAST IRON CEMENT LINED | CICL | 11.68
103688 | Reticulation Main | MIG | 1976 | SOUTH EAST WATER | 150 | CAST IRON CEMENT LINED | CICL | 29.91
104952 | Reticulation Main | MIG | 1980 | SOUTH EAST WATER | 150 | CAST IRON CEMENT LINED | CICL | 88
103367 | Reticulation Main | MIG | 1981 | SOUTH EAST WATER | 225 | CAST IRON CEMENT LINED | CICL | 4.5999
103834 | Reticulation Main | MIG | 1981 | SOUTH EAST WATER | 100 | CAST IRON CEMENT LINED | CICL | 7
1050105721 | Reticulation Main | MIG | 1981 | SOUTH EAST WATER | 225 | CAST IRON CEMENT LINED | CICL | 4.4001
103422 | Reticulation Main | MIG | 1990 | SOUTH EAST WATER | 100 | CAST IRON CEMENT LINED | CICL | 21.1373
103618 | Reticulation Main | MIG | 1986 | SOUTH EAST WATER | 100 | DUCTILE IRON CEMENT LINED | DICL | 53.2343
1050549229 | Reticulation Main | OPR | 1999 | SOUTH EAST WATER | 100 | DUCTILE IRON CEMENT LINED | DICL | 11.9383
1050549233 | Reticulation Main | MIG | 1999 | SOUTH EAST WATER | 100 | DUCTILE IRON CEMENT LINED | DICL | 11.8273
1050105747 | Reticulation Main | MIG | 1999 | SOUTH EAST WATER | 100 | DUCTILE IRON CEMENT LINED | DICL | 12.8
1050551457 | Reticulation Main | MIG | 1999 | SOUTH EAST WATER | 100 | DUCTILE IRON CEMENT LINED | DICL | 1.2302
1050105756 | Reticulation Main | OPR | 1999 | SOUTH EAST WATER | 100 | DUCTILE IRON CEMENT LINED | DICL | 7.3812
103402 | Reticulation Main | OPR | 1999 | SOUTH EAST WATER | 100 | DUCTILE IRON CEMENT LINED | DICL | 5.1492
1113638010 | Reticulation Main | OPR | 2005 | SOUTH EAST WATER | 100 | DUCTILE IRON CEMENT LINED | DICL | 2.773
1113682143 | Reticulation Main | OPR | 2005 | SOUTH EAST WATER | 100 | DUCTILE IRON CEMENT LINED | DICL | 2.6711
1113679383 | Reticulation Main | OPR | 2005 | SOUTH EAST WATER | 100 | DUCTILE IRON CEMENT LINED | DICL | 0.98
1113674013 | Reticulation Main | OPR | 2005 | SOUTH EAST WATER | 100 | DUCTILE IRON CEMENT LINED | DICL | 1
1126202390 | Reticulation Main | OPR | 2009 | SOUTH EAST WATER | 100 | DUCTILE IRON CEMENT LINED | DICL | 1.0615
1126202182 | Reticulation Main | OPR | 2009 | SOUTH EAST WATER | 100 | DUCTILE IRON CEMENT LINED | DICL | 2.5274
1052460196 | Reticulation Main | OPR | 2004 | SOUTH EAST WATER | 63 | MEDIUM DENSITY POLYETHYLENE | MDPE | 48.52
1052460221 | Reticulation Main | OPR | 2004 | SOUTH EAST WATER | 63 | MEDIUM DENSITY POLYETHYLENE | MDPE | 2.6874
1052460198 | Reticulation Main | OPR | 2004 | SOUTH EAST WATER | 63 | MEDIUM DENSITY POLYETHYLENE | MDPE | 2.635
1052460224 | Reticulation Main | OPR | 2004 | SOUTH EAST WATER | 63 | MEDIUM DENSITY POLYETHYLENE | MDPE | 21.7412
103895 | Reticulation Main | MIG | 1958 | SOUTH EAST WATER | 250 | MILD STEEL CEMENT LINED | MSCL | 4
1050105840 | Reticulation Main | MIG | 1958 | SOUTH EAST WATER | 225 | MILD STEEL CEMENT LINED | MSCL | 1.5537
1050562234 | Reticulation Main | MIG | 1958 | SOUTH EAST WATER | 225 | MILD STEEL CEMENT LINED | MSCL | 0.62413
103896 | Reticulation Main | MIG | 1958 | SOUTH EAST WATER | 225 | MILD STEEL CEMENT LINED | MSCL | 5.3104
1050105735 | Reticulation Main | MIG | 1959 | SOUTH EAST WATER | 450 | MILD STEEL CEMENT LINED | MSCL | 0.70925
1050105738 | Reticulation Main | MIG | 1959 | SOUTH EAST WATER | 450 | MILD STEEL CEMENT LINED | MSCL | 0.28848
103397 | Reticulation Main | MIG | 1959 | SOUTH EAST WATER | 450 | MILD STEEL CEMENT LINED | MSCL | 1.0978
1050105739 | Reticulation Main | MIG | 1959 | SOUTH EAST WATER | 450 | MILD STEEL CEMENT LINED | MSCL | 1.0478
1050105736 | Reticulation Main | MIG | 1959 | SOUTH EAST WATER | 450 | MILD STEEL CEMENT LINED | MSCL | 1.1029
1050105740 | Reticulation Main | MIG | 1959 | SOUTH EAST WATER | 450 | MILD STEEL CEMENT LINED | MSCL | 0.56588
103376 | Reticulation Main | MIG | 1959 | SOUTH EAST WATER | 375 | MILD STEEL CEMENT LINED | MSCL | 8.26
103394 | Reticulation Main | MIG | 1959 | SOUTH EAST WATER | 450 | MILD STEEL CEMENT LINED | MSCL | 371.5131
1050105737 | Reticulation Main | MIG | 1959 | SOUTH EAST WATER | 450 | MILD STEEL CEMENT LINED | MSCL | 0.96692
1050105827 | Transfer Main | MIG | 1959 | SOUTH EAST WATER | 900 | MILD STEEL CEMENT LINED | MSCL | 325.2514
1113419532 | Transfer Main | MIG | 1959 | SOUTH EAST WATER | 900 | MILD STEEL CEMENT LINED | MSCL | 113.3718
1050562247 | Internal Pipe | OPR | 1959 | SOUTH EAST WATER | 225 | MILD STEEL CEMENT LINED | MSCL | 0.8624
1050562235 | Internal Pipe | OPR | 1959 | SOUTH EAST WATER | 225 | MILD STEEL CEMENT LINED | MSCL | 0.52987
1050105900 | Transfer Main | MIG | 1959 | SOUTH EAST WATER | 900 | MILD STEEL CEMENT LINED | MSCL | 11.3418
1050105889 | Internal Pipe | OPR | 1959 | SOUTH EAST WATER | 225 | MILD STEEL CEMENT LINED | MSCL | 0.20412
1050105886 | Internal Pipe | OPR | 1959 | SOUTH EAST WATER | 225 | MILD STEEL CEMENT LINED | MSCL | 1.2278
1050562232 | Internal Pipe | OPR | 1959 | SOUTH EAST WATER | 225 | MILD STEEL CEMENT LINED | MSCL | 3.1823
103396 | Reticulation Main | MIG | 1959 | SOUTH EAST WATER | 450 | MILD STEEL CEMENT LINED | MSCL | 3.221
1129424944 | Transfer Main | MIG | 1959 | SOUTH EAST WATER | 900 | MILD STEEL CEMENT LINED | MSCL | 115.97
1050105785 | Transfer Main | MIG | 1959 | SOUTH EAST WATER | 900 | MILD STEEL CEMENT LINED | MSCL | 4.1167
1050105888 | Internal Pipe | OPR | 1959 | SOUTH EAST WATER | 225 | MILD STEEL CEMENT LINED | MSCL | 2.2105
1050093640 | Internal Pipe | OPR | 1959 | SOUTH EAST WATER | 225 | MILD STEEL CEMENT LINED | MSCL | 1.2543
1050105885 | Internal Pipe | OPR | 1959 | SOUTH EAST WATER | 225 | MILD STEEL CEMENT LINED | MSCL | 1.2497
1050093644 | Internal Pipe | OPR | 1959 | SOUTH EAST WATER | 225 | MILD STEEL CEMENT LINED | MSCL | 2.8389
1050105884 | Internal Pipe | OPR | 1959 | SOUTH EAST WATER | 225 | MILD STEEL CEMENT LINED | MSCL | 1.3298
1050562245 | Internal Pipe | OPR | 1959 | SOUTH EAST WATER | 225 | MILD STEEL CEMENT LINED | MSCL | 0.36688
1050562244 | Internal Pipe | OPR | 1959 | SOUTH EAST WATER | 225 | MILD STEEL CEMENT LINED | MSCL | 0.18416
1052521236 | Internal Pipe | OPR | 1959 | SOUTH EAST WATER | 225 | MILD STEEL CEMENT LINED | MSCL | 0.1889
1050099631 | Internal Pipe | OPR | 1959 | SOUTH EAST WATER | 225 | MILD STEEL CEMENT LINED | MSCL | 0.43089
1050562237 | Internal Pipe | OPR | 1959 | SOUTH EAST WATER | 225 | MILD STEEL CEMENT LINED | MSCL | 0.2692
1050105906 | Internal Pipe | OPR | 1959 | SOUTH EAST WATER | 225 | MILD STEEL CEMENT LINED | MSCL | 2.0568
1050105890 | Internal Pipe | OPR | 1959 | SOUTH EAST WATER | 225 | MILD STEEL CEMENT LINED | MSCL | 0.4124
1050562238 | Internal Pipe | OPR | 1959 | SOUTH EAST WATER | 225 | MILD STEEL CEMENT LINED | MSCL | 0.87984
1050105893 | Internal Pipe | OPR | 1959 | SOUTH EAST WATER | 225 | MILD STEEL CEMENT LINED | MSCL | 0.42855
1050105905 | Internal Pipe | OPR | 1959 | SOUTH EAST WATER | 225 | MILD STEEL CEMENT LINED | MSCL | 1.7671
1050562246 | Internal Pipe | OPR | 1959 | SOUTH EAST WATER | 225 | MILD STEEL CEMENT LINED | MSCL | 0.69603
1050105891 | Internal Pipe | OPR | 1959 | SOUTH EAST WATER | 225 | MILD STEEL CEMENT LINED | MSCL | 2.7876
1050105887 | Internal Pipe | OPR | 1959 | SOUTH EAST WATER | 225 | MILD STEEL CEMENT LINED | MSCL | 2.7244
1050562236 | Internal Pipe | OPR | 1959 | SOUTH EAST WATER | 225 | MILD STEEL CEMENT LINED | MSCL | 1.5259
1050562233 | Internal Pipe | OPR | 1959 | SOUTH EAST WATER | 225 | MILD STEEL CEMENT LINED | MSCL | 2.6766
1125428509 | Transfer Main | MIG | 1959 | SOUTH EAST WATER | 900 | MILD STEEL CEMENT LINED | MSCL | 203.688
1050105723 | Transfer Main | MIG | 1959 | SOUTH EAST WATER | 900 | MILD STEEL CEMENT LINED | MSCL | 8.1706
103364 | Transfer Main | MIG | 1959 | SOUTH EAST WATER | 900 | MILD STEEL CEMENT LINED | MSCL | 17
1050105750 | Transfer Main | MIG | 1959 | SOUTH EAST WATER | 900 | MILD STEEL CEMENT LINED | MSCL | 115.0421
1050105724 | Transfer Main | MIG | 1959 | SOUTH EAST WATER | 900 | MILD STEEL CEMENT LINED | MSCL | 6.6942
103363 | Transfer Main | MIG | 1959 | SOUTH EAST WATER | 900 | MILD STEEL CEMENT LINED | MSCL | 7.1351
1050105751 | Transfer Main | MIG | 1959 | SOUTH EAST WATER | 900 | MILD STEEL CEMENT LINED | MSCL | 3.5766
103548 | Transfer Main | MIG | 1959 | SOUTH EAST WATER | 900 | MILD STEEL CEMENT LINED | MSCL | 228.47
1050105784 | Transfer Main | MIG | 1959 | SOUTH EAST WATER | 900 | MILD STEEL CEMENT LINED | MSCL | 75.7789
1050093642 | Internal Pipe | OPR | 1959 | SOUTH EAST WATER | 225 | MILD STEEL CEMENT LINED | MSCL | 2.6104
1050105892 | Internal Pipe | OPR | 1959 | SOUTH EAST WATER | 225 | MILD STEEL CEMENT LINED | MSCL | 2.3867
103362 | Transfer Main | MIG | 1959 | SOUTH EAST WATER | 900 | MILD STEEL CEMENT LINED | MSCL | 278.312
1130529371 | Reticulation Main | MIG | 1959 | SOUTH EAST WATER | 375 | MILD STEEL CEMENT LINED | MSCL | 2.05
1050105730 | Reticulation Main | MIG | 1960 | SOUTH EAST WATER | 450 | MILD STEEL CEMENT LINED | MSCL | 0.60021
1113485285 | Transfer Main | MIG | 1971 | SOUTH EAST WATER | 900 | MILD STEEL CEMENT LINED | MSCL | 0.83
103552 | Transfer Main | MIG | 1971 | SOUTH EAST WATER | 900 | MILD STEEL CEMENT LINED | MSCL | 373.74
103553 | Transfer Main | MIG | 1971 | SOUTH EAST WATER | 900 | MILD STEEL CEMENT LINED | MSCL | 2.34
103554 | Transfer Main | MIG | 1971 | SOUTH EAST WATER | 900 | MILD STEEL CEMENT LINED | MSCL | 16.21
103555 | Transfer Main | MIG | 1971 | SOUTH EAST WATER | 900 | MILD STEEL CEMENT LINED | MSCL | 374
103556 | Transfer Main | MIG | 1971 | SOUTH EAST WATER | 900 | MILD STEEL CEMENT LINED | MSCL | 24.95
103557 | Transfer Main | MIG | 1971 | SOUTH EAST WATER | 900 | MILD STEEL CEMENT LINED | MSCL | 322.56
103563 | Transfer Main | MIG | 1971 | SOUTH EAST WATER | 900 | MILD STEEL CEMENT LINED | MSCL | 4
103564 | Transfer Main | MIG | 1971 | SOUTH EAST WATER | 900 | MILD STEEL CEMENT LINED | MSCL | 3
1050105621 | Transfer Main | MIG | 1971 | SOUTH EAST WATER | 900 | MILD STEEL CEMENT LINED | MSCL | 213.96
103558 | Transfer Main | MIG | 1971 | SOUTH EAST WATER | 900 | MILD STEEL CEMENT LINED | MSCL | 256
103559 | Transfer Main | MIG | 1971 | SOUTH EAST WATER | 900 | MILD STEEL CEMENT LINED | MSCL | 3
1050105772 | Transfer Main | MIG | 1971 | SOUTH EAST WATER | 900 | MILD STEEL CEMENT LINED | MSCL | 39.07
103560 | Transfer Main | MIG | 1971 | SOUTH EAST WATER | 900 | MILD STEEL CEMENT LINED | MSCL | 164.87
103566 | Reticulation Main | MIG | 1972 | SOUTH EAST WATER | 225 | MILD STEEL CEMENT LINED | MSCL | 5.7286
1050105628 | Reticulation Main | MIG | 1972 | SOUTH EAST WATER | 225 | MILD STEEL CEMENT LINED | MSCL | 2.28
103858 | Reticulation Main | MIG | 1972 | SOUTH EAST WATER | 300 | MILD STEEL CEMENT LINED | MSCL | 58
1050105865 | Reticulation Main | OPR | 1972 | SOUTH EAST WATER | 225 | MILD STEEL CEMENT LINED | MSCL | 0.90281
1050105866 | Reticulation Main | OPR | 1972 | SOUTH EAST WATER | 225 | MILD STEEL CEMENT LINED | MSCL | 0.66841
1050039483 | Reticulation Main | OPR | 1972 | SOUTH EAST WATER | 225 | MILD STEEL CEMENT LINED | MSCL | 7.6719
1050105872 | Reticulation Main | OPR | 1972 | SOUTH EAST WATER | 225 | MILD STEEL CEMENT LINED | MSCL | 0.89162
1050105867 | Reticulation Main | OPR | 1972 | SOUTH EAST WATER | 225 | MILD STEEL CEMENT LINED | MSCL | 1.299
1050105870 | Reticulation Main | OPR | 1972 | SOUTH EAST WATER | 225 | MILD STEEL CEMENT LINED | MSCL | 1.1788
1050105871 | Reticulation Main | OPR | 1972 | SOUTH EAST WATER | 225 | MILD STEEL CEMENT LINED | MSCL | 1.2052
1050039485 | Reticulation Main | OPR | 1972 | SOUTH EAST WATER | 225 | MILD STEEL CEMENT LINED | MSCL | 0.92561
1050105842 | Reticulation Main | MIG | 1972 | SOUTH EAST WATER | 300 | MILD STEEL CEMENT LINED | MSCL | 5.8702
104960 | Reticulation Main | MIG | 1972 | SOUTH EAST WATER | 300 | MILD STEEL CEMENT LINED | MSCL | 34.4133
1050039498 | Reticulation Main | OPR | 1972 | SOUTH EAST WATER | 300 | MILD STEEL CEMENT LINED | MSCL | 0.55121
1050105626 | Reticulation Main | MIG | 1972 | SOUTH EAST WATER | 225 | MILD STEEL CEMENT LINED | MSCL | 4.3781
103568 | Reticulation Main | MIG | 1972 | SOUTH EAST WATER | 225 | MILD STEEL CEMENT LINED | MSCL | 56.72
1050105845 | Reticulation Main | MIG | 1972 | SOUTH EAST WATER | 300 | MILD STEEL CEMENT LINED | MSCL | 5.5867
104958 | Reticulation Main | MIG | 1972 | SOUTH EAST WATER | 300 | MILD STEEL CEMENT LINED | MSCL | 56.1298
1050105868 | Reticulation Main | OPR | 1972 | SOUTH EAST WATER | 225 | MILD STEEL CEMENT LINED | MSCL | 1.216
1050105869 | Reticulation Main | OPR | 1972 | SOUTH EAST WATER | 225 | MILD STEEL CEMENT LINED | MSCL | 0.78121
103734 | Reticulation Main | MIG | 1972 | SOUTH EAST WATER | 225 | MILD STEEL CEMENT LINED | MSCL | 47
1050105625 | Reticulation Main | MIG | 1972 | SOUTH EAST WATER | 225 | MILD STEEL CEMENT LINED | MSCL | 6.8872
103736 | Reticulation Main | MIG | 1972 | SOUTH EAST WATER | 225 | MILD STEEL CEMENT LINED | MSCL | 56
103567 | Reticulation Main | MIG | 1972 | SOUTH EAST WATER | 225 | MILD STEEL CEMENT LINED | MSCL | 7.73
1050105627 | Reticulation Main | MIG | 1972 | SOUTH EAST WATER | 225 | MILD STEEL CEMENT LINED | MSCL | 2.49
1050105720 | Reticulation Main | MIG | 1972 | SOUTH EAST WATER | 225 | MILD STEEL CEMENT LINED | MSCL | 1.78
1050105619 | Reticulation Main | MIG | 1972 | SOUTH EAST WATER | 225 | MILD STEEL CEMENT LINED | MSCL | 1.68
103562 | Reticulation Main | MIG | 1972 | SOUTH EAST WATER | 225 | MILD STEEL CEMENT LINED | MSCL | 52.32
103398 | Reticulation Main | MIG | 1978 | SOUTH EAST WATER | 300 | MILD STEEL CEMENT LINED | MSCL | 2.6659
103399 | Reticulation Main | MIG | 1978 | SOUTH EAST WATER | 300 | MILD STEEL CEMENT LINED | MSCL | 2.7908
1050105874 | Reticulation Main | MIG | 1978 | SOUTH EAST WATER | 300 | MILD STEEL CEMENT LINED | MSCL | 1.4259
1050105744 | Reticulation Main | MIG | 1978 | SOUTH EAST WATER | 300 | MILD STEEL CEMENT LINED | MSCL | 1.3765
1050105743 | Reticulation Main | MIG | 1978 | SOUTH EAST WATER | 300 | MILD STEEL CEMENT LINED | MSCL | 3.4572
1050105741 | Reticulation Main | MIG | 1978 | SOUTH EAST WATER | 300 | MILD STEEL CEMENT LINED | MSCL | 0.57598
1050603902 | Reticulation Main | MIG | 1978 | SOUTH EAST WATER | 300 | MILD STEEL CEMENT LINED | MSCL | 0.56323
1050105875 | Reticulation Main | MIG | 1978 | SOUTH EAST WATER | 300 | MILD STEEL CEMENT LINED | MSCL | 1.3197
1050105742 | Reticulation Main | MIG | 1978 | SOUTH EAST WATER | 300 | MILD STEEL CEMENT LINED | MSCL | 2.6033
1050105897 | Reticulation Main | MIG | 1978 | SOUTH EAST WATER | 300 | MILD STEEL CEMENT LINED | MSCL | 1.2913
1050036124 | Reticulation Main | OPR | 1980 | SOUTH EAST WATER | 150 | MILD STEEL CEMENT LINED | MSCL | 0.80623
104975 | Reticulation Main | MIG | 1980 | SOUTH EAST WATER | 150 | MILD STEEL CEMENT LINED | MSCL | 33.7063
1050562299 | Reticulation Main | MIG | 1980 | SOUTH EAST WATER | 150 | MILD STEEL CEMENT LINED | MSCL | 1.1583
1050105861 | Reticulation Main | OPR | 1985 | SOUTH EAST WATER | 150 | MILD STEEL CEMENT LINED | MSCL | 0.51166
1050036148 | Reticulation Main | OPR | 1985 | SOUTH EAST WATER | 150 | MILD STEEL CEMENT LINED | MSCL | 1.2564
1050562817 | Reticulation Main | OPR | 1985 | SOUTH EAST WATER | 150 | MILD STEEL CEMENT LINED | MSCL | 1.1962
1050092524 | Reticulation Main | OPR | 1985 | SOUTH EAST WATER | 150 | MILD STEEL CEMENT LINED | MSCL | 1.9692
1050036111 | Reticulation Main | OPR | 1985 | SOUTH EAST WATER | 150 | MILD STEEL CEMENT LINED | MSCL | 1.0422
1050036113 | Reticulation Main | OPR | 1985 | SOUTH EAST WATER | 150 | MILD STEEL CEMENT LINED | MSCL | 34.4992
1050036116 | Reticulation Main | OPR | 1985 | SOUTH EAST WATER | 150 | MILD STEEL CEMENT LINED | MSCL | 1.8853
1050036122 | Reticulation Main | OPR | 1985 | SOUTH EAST WATER | 150 | MILD STEEL CEMENT LINED | MSCL | 1.8448
1050036144 | Reticulation Main | OPR | 1985 | SOUTH EAST WATER | 225 | MILD STEEL CEMENT LINED | MSCL | 4.751
1050092525 | Reticulation Main | OPR | 1985 | SOUTH EAST WATER | 150 | MILD STEEL CEMENT LINED | MSCL | 0.3202
1050105860 | Reticulation Main | OPR | 1985 | SOUTH EAST WATER | 150 | MILD STEEL CEMENT LINED | MSCL | 0.60738
1050105882 | Reticulation Main | OPR | 1985 | SOUTH EAST WATER | 150 | MILD STEEL CEMENT LINED | MSCL | 0.4669
1050105862 | Reticulation Main | OPR | 1985 | SOUTH EAST WATER | 225 | MILD STEEL CEMENT LINED | MSCL | 2.0487
1050105853 | Reticulation Main | OPR | 1985 | SOUTH EAST WATER | 150 | MILD STEEL CEMENT LINED | MSCL | 1.4957
1050036146 | Reticulation Main | OPR | 1985 | SOUTH EAST WATER | 225 | MILD STEEL CEMENT LINED | MSCL | 15.306
1050092531 | Reticulation Main | OPR | 1985 | SOUTH EAST WATER | 150 | MILD STEEL CEMENT LINED | MSCL | 2.6261
1113485282 | Reticulation Main | OPR | 2005 | SOUTH EAST WATER | 100 | MILD STEEL CEMENT LINED | MSCL | 12.95
103654 | Reticulation Main | MIG | 1988 | SOUTH EAST WATER | 63 | POLYETHYLENE | PE | 17
103403 | Reticulation Main | MIG | 1989 | SOUTH EAST WATER | 63 | POLYETHYLENE | PE | 44
1050024432 | Reticulation Main | OPR | 1991 | SOUTH EAST WATER | 63 | POLYETHYLENE | PE | 21.2063
1050024431 | Reticulation Main | OPR | 1991 | SOUTH EAST WATER | 63 | POLYETHYLENE | PE | 56.0433
1050026490 | Reticulation Main | OPR | 1993 | SOUTH EAST WATER | 50 | POLYETHYLENE | PE | 38
1128198990 | Reticulation Main | OPR | 2000 | SOUTH EAST WATER | 63 | POLYETHYLENE | PE | 121.47
1050633983 | Reticulation Main | OPR | 2001 | SOUTH EAST WATER | 63 | POLYETHYLENE | PE | 115.5209
1050659563 | Reticulation Main | OPR | 2002 | SOUTH EAST WATER | 63 | POLYETHYLENE | PE | 10.5602
1050659583 | Reticulation Main | OPR | 2002 | SOUTH EAST WATER | 63 | POLYETHYLENE | PE | 94.3574
1052460191 | Reticulation Main | ABND | 2002 | SOUTH EAST WATER | 63 | POLYETHYLENE | PE | 66.0351
1052501332 | Reticulation Main | OPR | 2003 | SOUTH EAST WATER | 180 | POLYETHYLENE | PE | 166.485
1052501362 | Reticulation Main | OPR | 2003 | SOUTH EAST WATER | 180 | POLYETHYLENE | PE | 1.6603
1052501334 | Reticulation Main | OPR | 2003 | SOUTH EAST WATER | 180 | POLYETHYLENE | PE | 95.4878
1052501363 | Reticulation Main | OPR | 2003 | SOUTH EAST WATER | 180 | POLYETHYLENE | PE | 1.9433
1052501361 | Reticulation Main | OPR | 2003 | SOUTH EAST WATER | 180 | POLYETHYLENE | PE | 60.2708
1126202383 | Reticulation Main | OPR | 2009 | SOUTH EAST WATER | 40 | POLYETHYLENE | PE | 0.99
1126202384 | Reticulation Main | OPR | 2009 | SOUTH EAST WATER | 40 | POLYETHYLENE | PE | 2.65
1126202183 | Reticulation Main | OPR | 2009 | SOUTH EAST WATER | 40 | POLYETHYLENE | PE | 27.8468
1126946702 | Reticulation Main | OPR | 2011 | SOUTH EAST WATER | 50 | POLYETHYLENE | PE | 0.61
1126946699 | Reticulation Main | OPR | 2011 | SOUTH EAST WATER | 50 | POLYETHYLENE | PE | 44.39
1126946700 | Reticulation Main | OPR | 2011 | SOUTH EAST WATER | 40 | POLYETHYLENE | PE | 21.64
1126904518 | Reticulation Main | OPR | 2011 | SOUTH EAST WATER | 50 | POLYETHYLENE | PE | 49.0382
1126904515 | Reticulation Main | OPR | 2011 | SOUTH EAST WATER | 63 | POLYETHYLENE | PE | 49.2622
1126904507 | Reticulation Main | OPR | 2011 | SOUTH EAST WATER | 125 | POLYETHYLENE | PE | 125.904
1126904498 | Reticulation Main | OPR | 2011 | SOUTH EAST WATER | 125 | POLYETHYLENE | PE | 111.4496
1126904508 | Reticulation Main | OPR | 2011 | SOUTH EAST WATER | 125 | POLYETHYLENE | PE | 2.2204
1126904510 | Reticulation Main | OPR | 2011 | SOUTH EAST WATER | 125 | POLYETHYLENE | PE | 2.556
1126904520 | Reticulation Main | OPR | 2011 | SOUTH EAST WATER | 125 | POLYETHYLENE | PE | 44.4296
1127076237 | Reticulation Main | OPR | 2012 | SOUTH EAST WATER | 40 | POLYETHYLENE | PE | 32.59
1128376407 | Reticulation Main | OPR | 2013 | SOUTH EAST WATER | 125 | POLYETHYLENE | PE | 41.66
1128376408 | Reticulation Main | OPR | 2013 | SOUTH EAST WATER | 40 | POLYETHYLENE | PE | 41.99
1128376412 | Reticulation Main | OPR | 2013 | SOUTH EAST WATER | 125 | POLYETHYLENE | PE | 0.89
1128376414 | Reticulation Main | OPR | 2013 | SOUTH EAST WATER | 40 | POLYETHYLENE | PE | 1.2
1134415117 | Reticulation Main | OPR | 2018 | SOUTH EAST WATER | 50 | POLYETHYLENE | PE | 19.55
1140280880 | Reticulation Main | OPR | 2022 | SOUTH EAST WATER | 125 | POLYETHYLENE | PE | 45.2452
1140285090 | Reticulation Main | OPR | 2022 | SOUTH EAST WATER | 125 | POLYETHYLENE | PE | 1.3494
1140280898 | Reticulation Main | OPR | 2022 | SOUTH EAST WATER | 125 | POLYETHYLENE | PE | 1.7775
1140285088 | Reticulation Main | OPR | 2022 | SOUTH EAST WATER | 125 | POLYETHYLENE | PE | 1.1748
1140280896 | Reticulation Main | OPR | 2022 | SOUTH EAST WATER | 125 | POLYETHYLENE | PE | 4.2743
1140280890 | Reticulation Main | OPR | 2022 | SOUTH EAST WATER | 125 | POLYETHYLENE | PE | 116.6906
1140280892 | Reticulation Main | OPR | 2022 | SOUTH EAST WATER | 125 | POLYETHYLENE | PE | 0.74887
1140280894 | Reticulation Main | OPR | 2022 | SOUTH EAST WATER | 125 | POLYETHYLENE | PE | 140.09
1140280889 | Reticulation Main | OPR | 2022 | SOUTH EAST WATER | 125 | POLYETHYLENE | PE | 223.53
1140280879 | Reticulation Main | OPR | 2022 | SOUTH EAST WATER | 125 | POLYETHYLENE | PE | 162.8825
1050640918 | Reticulation Main | OPR | 2001 | SOUTH EAST WATER | 100 | UPVC - THIN WALLED NON-PRESSURE MODIFIED | PVC-M | 5.2926
1050640926 | Reticulation Main | OPR | 2001 | SOUTH EAST WATER | 100 | UPVC - THIN WALLED NON-PRESSURE MODIFIED | PVC-M | 0.66389
1050633977 | Reticulation Main | OPR | 2001 | SOUTH EAST WATER | 100 | UPVC - THIN WALLED NON-PRESSURE MODIFIED | PVC-M | 77.4004
1050105731 | Reticulation Main | ABND | 2001 | SOUTH EAST WATER | 100 | UPVC - THIN WALLED NON-PRESSURE MODIFIED | PVC-M | 2.9
1050640927 | Reticulation Main | OPR | 2001 | SOUTH EAST WATER | 100 | UPVC - THIN WALLED NON-PRESSURE MODIFIED | PVC-M | 13.0386
1050640925 | Reticulation Main | OPR | 2001 | SOUTH EAST WATER | 100 | UPVC - THIN WALLED NON-PRESSURE MODIFIED | PVC-M | 1.151
1050640923 | Reticulation Main | OPR | 2001 | SOUTH EAST WATER | 100 | UPVC - THIN WALLED NON-PRESSURE MODIFIED | PVC-M | 120.8814
1050640906 | Reticulation Main | ABND | 2001 | SOUTH EAST WATER | 100 | UPVC - THIN WALLED NON-PRESSURE MODIFIED | PVC-M | 2.0118
1050640924 | Reticulation Main | OPR | 2001 | SOUTH EAST WATER | 100 | UPVC - THIN WALLED NON-PRESSURE MODIFIED | PVC-M | 198.0887
1050640898 | Reticulation Main | OPR | 2001 | SOUTH EAST WATER | 100 | UPVC - THIN WALLED NON-PRESSURE MODIFIED | PVC-M | 185.6353
1050634757 | Reticulation Main | OPR | 2001 | SOUTH EAST WATER | 100 | UPVC - THIN WALLED NON-PRESSURE MODIFIED | PVC-M | 7.4408
1052460187 | Reticulation Main | OPR | 2004 | SOUTH EAST WATER | 100 | UPVC - THIN WALLED NON-PRESSURE MODIFIED | PVC-M | 43.7178
1052460222 | Reticulation Main | OPR | 2004 | SOUTH EAST WATER | 100 | UPVC - THIN WALLED NON-PRESSURE MODIFIED | PVC-M | 3.547
1126202180 | Reticulation Main | OPR | 2009 | SOUTH EAST WATER | 100 | UPVC - THIN WALLED NON-PRESSURE MODIFIED | PVC-M | 92.8343
1050105899 | Reticulation Main | MIG | 1939 | SOUTH EAST WATER | 375 | CONCRETE (Reinforced) | RC | 4.4127
1050596342 | Reticulation Main | MIG | 1939 | SOUTH EAST WATER | 375 | CONCRETE (Reinforced) | RC | 3.1693
103384 | Reticulation Main | MIG | 1939 | SOUTH EAST WATER | 375 | CONCRETE (Reinforced) | RC | 243
103385 | Reticulation Main | MIG | 1939 | SOUTH EAST WATER | 375 | CONCRETE (Reinforced) | RC | 6.8307
1050105898 | Reticulation Main | MIG | 1939 | SOUTH EAST WATER | 375 | CONCRETE (Reinforced) | RC | 6.0437
1050528314 | Reticulation Main | MIG | 1939 | SOUTH EAST WATER | 375 | CONCRETE (Reinforced) | RC | 9.2896
103879 | Reticulation Main | MIG | 1939 | SOUTH EAST WATER | 375 | CONCRETE (Reinforced) | RC | 10.7746
1050105758 | Reticulation Main | OPR | 1939 | SOUTH EAST WATER | 375 | CONCRETE (Reinforced) | RC | 7.5478
1052418834 | Reticulation Main | MIG | 1939 | SOUTH EAST WATER | 375 | CONCRETE (Reinforced) | RC | 160.8549
103388 | Reticulation Main | MIG | 1939 | SOUTH EAST WATER | 375 | CONCRETE (Reinforced) | RC | 174
1050105815 | Reticulation Main | MIG | 1939 | SOUTH EAST WATER | 375 | CONCRETE (Reinforced) | RC | 4.769
1050105745 | Reticulation Main | MIG | 1939 | SOUTH EAST WATER | 375 | CONCRETE (Reinforced) | RC | 26.7138
1050105908 | Reticulation Main | MIG | 1939 | SOUTH EAST WATER | 375 | CONCRETE (Reinforced) | RC | 85.6954
103401 | Reticulation Main | OPR | 1939 | SOUTH EAST WATER | 375 | CONCRETE (Reinforced) | RC | 89.2862
1125623277 | Reticulation Main | OPR | 1939 | SOUTH EAST WATER | 375 | CONCRETE (Reinforced) | RC | 2.2599
1050105761 | Reticulation Main | MIG | 1939 | SOUTH EAST WATER | 375 | CONCRETE (Reinforced) | RC | 3.3156
1050105760 | Reticulation Main | MIG | 1939 | SOUTH EAST WATER | 375 | CONCRETE (Reinforced) | RC | 65.58
1126468316 | Reticulation Main | MIG | 1939 | SOUTH EAST WATER | 375 | CONCRETE (Reinforced) | RC | 2.5953
1126468318 | Reticulation Main | MIG | 1939 | SOUTH EAST WATER | 375 | CONCRETE (Reinforced) | RC | 1.5523
1126468313 | Reticulation Main | MIG | 1939 | SOUTH EAST WATER | 375 | CONCRETE (Reinforced) | RC | 107.7338
103416 | Reticulation Main | MIG | 1939 | SOUTH EAST WATER | 375 | CONCRETE (Reinforced) | RC | 116.4159
103877 | Reticulation Main | MIG | 1939 | SOUTH EAST WATER | 375 | CONCRETE (Reinforced) | RC | 4
1050528302 | Reticulation Main | MIG | 1939 | SOUTH EAST WATER | 375 | CONCRETE (Reinforced) | RC | 534.8021
1133250079 | Reticulation Main | MIG | 1939 | SOUTH EAST WATER | 375 | CONCRETE (Reinforced) | RC | 2.7453
103405 | Reticulation Main | OPR | 1939 | SOUTH EAST WATER | 375 | CONCRETE (Reinforced) | RC | 187.2496
1126468322 | Reticulation Main | MIG | 1939 | SOUTH EAST WATER | 375 | CONCRETE (Reinforced) | RC | 1.613
1126468320 | Reticulation Main | MIG | 1939 | SOUTH EAST WATER | 375 | CONCRETE (Reinforced) | RC | 3.0289
1128376410 | Reticulation Main | MIG | 1939 | SOUTH EAST WATER | 375 | CONCRETE (Reinforced) | RC | 1.6784
1050105733 | Reticulation Main | MIG | 1958 | SOUTH EAST WATER | 100 | UPVC CLASS 12 | UPVC-CL12 | 5.385
1050105843 | Reticulation Main | MIG | 1963 | SOUTH EAST WATER | 150 | UPVC CLASS 12 | UPVC-CL12 | 4.093
104961 | Reticulation Main | MIG | 1963 | SOUTH EAST WATER | 150 | UPVC CLASS 12 | UPVC-CL12 | 118.907
103645 | Reticulation Main | MIG | 1965 | SOUTH EAST WATER | 100 | UPVC CLASS 12 | UPVC-CL12 | 28
103740 | Reticulation Main | MIG | 1968 | SOUTH EAST WATER | 150 | UPVC CLASS 12 | UPVC-CL12 | 44.3853
103490 | Reticulation Main | MIG | 1969 | SOUTH EAST WATER | 100 | UPVC CLASS 12 | UPVC-CL12 | 228.7446
1050105623 | Reticulation Main | MIG | 1969 | SOUTH EAST WATER | 100 | UPVC CLASS 12 | UPVC-CL12 | 20.4761
1050105649 | Reticulation Main | MIG | 1971 | SOUTH EAST WATER | 100 | UPVC CLASS 12 | UPVC-CL12 | 18.7041
103583 | Reticulation Main | MIG | 1971 | SOUTH EAST WATER | 100 | UPVC CLASS 12 | UPVC-CL12 | 95
103585 | Reticulation Main | MIG | 1971 | SOUTH EAST WATER | 100 | UPVC CLASS 12 | UPVC-CL12 | 68.2959
103582 | Reticulation Main | MIG | 1971 | SOUTH EAST WATER | 100 | UPVC CLASS 12 | UPVC-CL12 | 8
103642 | Reticulation Main | MIG | 1971 | SOUTH EAST WATER | 100 | UPVC CLASS 12 | UPVC-CL12 | 207
1050105670 | Reticulation Main | MIG | 1971 | SOUTH EAST WATER | 100 | UPVC CLASS 12 | UPVC-CL12 | 5.84
103621 | Reticulation Main | MIG | 1971 | SOUTH EAST WATER | 100 | UPVC CLASS 12 | UPVC-CL12 | 96.16
103679 | Reticulation Main | MIG | 1972 | SOUTH EAST WATER | 150 | UPVC CLASS 12 | UPVC-CL12 | 149
103664 | Reticulation Main | MIG | 1972 | SOUTH EAST WATER | 150 | UPVC CLASS 12 | UPVC-CL12 | 4
104896 | Reticulation Main | MIG | 1972 | SOUTH EAST WATER | 150 | UPVC CLASS 12 | UPVC-CL12 | 6.36
104901 | Reticulation Main | MIG | 1972 | SOUTH EAST WATER | 150 | UPVC CLASS 12 | UPVC-CL12 | 8
104902 | Reticulation Main | REM | 1972 | SOUTH EAST WATER | 100 | UPVC CLASS 12 | UPVC-CL12 | 55
1050105934 | Reticulation Main | MIG | 1972 | SOUTH EAST WATER | 150 | UPVC CLASS 12 | UPVC-CL12 | 1.64
1050105933 | Reticulation Main | MIG | 1972 | SOUTH EAST WATER | 150 | UPVC CLASS 12 | UPVC-CL12 | 2.53
1050105705 | Reticulation Main | MIG | 1972 | SOUTH EAST WATER | 100 | UPVC CLASS 12 | UPVC-CL12 | 7.2378
1050105681 | Reticulation Main | MIG | 1972 | SOUTH EAST WATER | 150 | UPVC CLASS 12 | UPVC-CL12 | 41.547
103427 | Reticulation Main | OPR | 1972 | SOUTH EAST WATER | 100 | UPVC CLASS 12 | UPVC-CL12 | 14
103683 | Reticulation Main | MIG | 1972 | SOUTH EAST WATER | 150 | UPVC CLASS 12 | UPVC-CL12 | 81.3779
103665 | Reticulation Main | MIG | 1972 | SOUTH EAST WATER | 100 | UPVC CLASS 12 | UPVC-CL12 | 38.7622
104900 | Reticulation Main | MIG | 1972 | SOUTH EAST WATER | 150 | UPVC CLASS 12 | UPVC-CL12 | 55.3407
103676 | Reticulation Main | MIG | 1972 | SOUTH EAST WATER | 150 | UPVC CLASS 12 | UPVC-CL12 | 10
103678 | Reticulation Main | MIG | 1972 | SOUTH EAST WATER | 50 | UPVC CLASS 12 | UPVC-CL12 | 59
1050105693 | Reticulation Main | MIG | 1972 | SOUTH EAST WATER | 150 | UPVC CLASS 12 | UPVC-CL12 | 5.6221
1050105935 | Reticulation Main | MIG | 1972 | SOUTH EAST WATER | 150 | UPVC CLASS 12 | UPVC-CL12 | 6.093
104965 | Reticulation Main | MIG | 1972 | SOUTH EAST WATER | 150 | UPVC CLASS 12 | UPVC-CL12 | 21.907
103707 | Reticulation Main | MIG | 1972 | SOUTH EAST WATER | 150 | UPVC CLASS 12 | UPVC-CL12 | 27
103673 | Reticulation Main | MIG | 1972 | SOUTH EAST WATER | 150 | UPVC CLASS 12 | UPVC-CL12 | 47.07
104899 | Reticulation Main | MIG | 1972 | SOUTH EAST WATER | 150 | UPVC CLASS 12 | UPVC-CL12 | 15.96
103607 | Reticulation Main | MIG | 1972 | SOUTH EAST WATER | 150 | UPVC CLASS 12 | UPVC-CL12 | 51.453
103628 | Reticulation Main | MIG | 1972 | SOUTH EAST WATER | 150 | UPVC CLASS 12 | UPVC-CL12 | 28
103735 | Reticulation Main | OPR | 1972 | SOUTH EAST WATER | 150 | UPVC CLASS 12 | UPVC-CL12 | 73.11
104962 | Reticulation Main | MIG | 1973 | SOUTH EAST WATER | 100 | UPVC CLASS 12 | UPVC-CL12 | 244.9504
104895 | Reticulation Main | MIG | 1973 | SOUTH EAST WATER | 150 | UPVC CLASS 12 | UPVC-CL12 | 98.06
103623 | Reticulation Main | MIG | 1973 | SOUTH EAST WATER | 100 | UPVC CLASS 12 | UPVC-CL12 | 95.6846
1050105841 | Reticulation Main | MIG | 1973 | SOUTH EAST WATER | 100 | UPVC CLASS 12 | UPVC-CL12 | 5.05
1050105931 | Reticulation Main | MIG | 1973 | SOUTH EAST WATER | 150 | UPVC CLASS 12 | UPVC-CL12 | 66.9403
1050105938 | Reticulation Main | MIG | 1973 | SOUTH EAST WATER | 100 | UPVC CLASS 12 | UPVC-CL12 | 8.0727
103604 | Reticulation Main | MIG | 1973 | SOUTH EAST WATER | 150 | UPVC CLASS 12 | UPVC-CL12 | 192.9351
104892 | Reticulation Main | MIG | 1973 | SOUTH EAST WATER | 150 | UPVC CLASS 12 | UPVC-CL12 | 121.2209
104894 | Reticulation Main | MIG | 1973 | SOUTH EAST WATER | 100 | UPVC CLASS 12 | UPVC-CL12 | 88.9273
103622 | Reticulation Main | MIG | 1973 | SOUTH EAST WATER | 100 | UPVC CLASS 12 | UPVC-CL12 | 80
103611 | Reticulation Main | MIG | 1973 | SOUTH EAST WATER | 100 | UPVC CLASS 12 | UPVC-CL12 | 40.869
1050105680 | Reticulation Main | MIG | 1973 | SOUTH EAST WATER | 100 | UPVC CLASS 12 | UPVC-CL12 | 27.131
1050105669 | Reticulation Main | MIG | 1973 | SOUTH EAST WATER | 100 | UPVC CLASS 12 | UPVC-CL12 | 10.3154
1050105664 | Reticulation Main | MIG | 1973 | SOUTH EAST WATER | 150 | UPVC CLASS 12 | UPVC-CL12 | 9.0649
103474 | Reticulation Main | MIG | 1974 | SOUTH EAST WATER | 100 | UPVC CLASS 12 | UPVC-CL12 | 126.7399
103414 | Reticulation Main | MIG | 1974 | SOUTH EAST WATER | 100 | UPVC CLASS 12 | UPVC-CL12 | 89.27
103549 | Reticulation Main | MIG | 1974 | SOUTH EAST WATER | 100 | UPVC CLASS 12 | UPVC-CL12 | 109.6018
1050637309 | Reticulation Main | ABND | 1974 | SOUTH EAST WATER | 100 | UPVC CLASS 12 | UPVC-CL12 | 9.1202
1050105755 | Reticulation Main | MIG | 1974 | SOUTH EAST WATER | 100 | UPVC CLASS 12 | UPVC-CL12 | 76.73
103473 | Reticulation Main | MIG | 1974 | SOUTH EAST WATER | 100 | UPVC CLASS 12 | UPVC-CL12 | 118
1050105770 | Reticulation Main | MIG | 1974 | SOUTH EAST WATER | 100 | UPVC CLASS 12 | UPVC-CL12 | 16.2601
103620 | Reticulation Main | MIG | 1976 | SOUTH EAST WATER | 100 | UPVC CLASS 12 | UPVC-CL12 | 63
103624 | Reticulation Main | MIG | 1976 | SOUTH EAST WATER | 150 | UPVC CLASS 12 | UPVC-CL12 | 141.2014
103646 | Reticulation Main | MIG | 1976 | SOUTH EAST WATER | 100 | UPVC CLASS 12 | UPVC-CL12 | 32
1050105653 | Reticulation Main | MIG | 1976 | SOUTH EAST WATER | 100 | UPVC CLASS 12 | UPVC-CL12 | 8.1189
103640 | Reticulation Main | MIG | 1976 | SOUTH EAST WATER | 100 | UPVC CLASS 12 | UPVC-CL12 | 171.5677
1050105655 | Reticulation Main | MIG | 1976 | SOUTH EAST WATER | 100 | UPVC CLASS 12 | UPVC-CL12 | 8.0136
103644 | Reticulation Main | MIG | 1976 | SOUTH EAST WATER | 100 | UPVC CLASS 12 | UPVC-CL12 | 89.9864
103647 | Reticulation Main | MIG | 1976 | SOUTH EAST WATER | 50 | UPVC CLASS 12 | UPVC-CL12 | 58
103643 | Reticulation Main | MIG | 1976 | SOUTH EAST WATER | 100 | UPVC CLASS 12 | UPVC-CL12 | 57
103666 | Reticulation Main | MIG | 1976 | SOUTH EAST WATER | 100 | UPVC CLASS 12 | UPVC-CL12 | 18
1050105677 | Reticulation Main | MIG | 1976 | SOUTH EAST WATER | 150 | UPVC CLASS 12 | UPVC-CL12 | 13.7986
1050105654 | Reticulation Main | MIG | 1976 | SOUTH EAST WATER | 100 | UPVC CLASS 12 | UPVC-CL12 | 22.3133
1050105876 | Reticulation Main | OPR | 1977 | SOUTH EAST WATER | 100 | UPVC CLASS 12 | UPVC-CL12 | 0.42296
1050105879 | Reticulation Main | OPR | 1977 | SOUTH EAST WATER | 100 | UPVC CLASS 12 | UPVC-CL12 | 0.44764
1050105880 | Reticulation Main | OPR | 1977 | SOUTH EAST WATER | 100 | UPVC CLASS 12 | UPVC-CL12 | 0.60435
1050105881 | Reticulation Main | OPR | 1977 | SOUTH EAST WATER | 100 | UPVC CLASS 12 | UPVC-CL12 | 0.78463
1050088504 | Reticulation Main | OPR | 1977 | SOUTH EAST WATER | 100 | UPVC CLASS 12 | UPVC-CL12 | 0.30342
1050088502 | Reticulation Main | OPR | 1977 | SOUTH EAST WATER | 100 | UPVC CLASS 12 | UPVC-CL12 | 2.4124
1050105877 | Reticulation Main | OPR | 1977 | SOUTH EAST WATER | 100 | UPVC CLASS 12 | UPVC-CL12 | 0.35085
1050663286 | Reticulation Main | OPR | 1977 | SOUTH EAST WATER | 100 | UPVC CLASS 12 | UPVC-CL12 | 0.26515
1050105878 | Reticulation Main | OPR | 1977 | SOUTH EAST WATER | 100 | UPVC CLASS 12 | UPVC-CL12 | 0.58521
1050088510 | Reticulation Main | OPR | 1977 | SOUTH EAST WATER | 100 | UPVC CLASS 12 | UPVC-CL12 | 0.3012
103843 | Reticulation Main | MIG | 1977 | SOUTH EAST WATER | 100 | UPVC CLASS 12 | UPVC-CL12 | 15
1050088507 | Reticulation Main | OPR | 1977 | SOUTH EAST WATER | 100 | UPVC CLASS 12 | UPVC-CL12 | 0.94327
1050088505 | Reticulation Main | OPR | 1977 | SOUTH EAST WATER | 100 | UPVC CLASS 12 | UPVC-CL12 | 0.33144
1050088509 | Reticulation Main | OPR | 1977 | SOUTH EAST WATER | 100 | UPVC CLASS 12 | UPVC-CL12 | 0.35723
1050088508 | Reticulation Main | OPR | 1977 | SOUTH EAST WATER | 100 | UPVC CLASS 12 | UPVC-CL12 | 2.4634
103842 | Reticulation Main | MIG | 1977 | SOUTH EAST WATER | 100 | UPVC CLASS 12 | UPVC-CL12 | 15.369
103667 | Reticulation Main | MIG | 1977 | SOUTH EAST WATER | 100 | UPVC CLASS 12 | UPVC-CL12 | 46
1050026492 | Reticulation Main | MIG | 1978 | SOUTH EAST WATER | 150 | UPVC CLASS 12 | UPVC-CL12 | 87.0735
1050105798 | Reticulation Main | MIG | 1978 | SOUTH EAST WATER | 100 | UPVC CLASS 12 | UPVC-CL12 | 11.52
1050659582 | Reticulation Main | OPR | 1978 | SOUTH EAST WATER | 100 | UPVC CLASS 12 | UPVC-CL12 | 6.9163
103581 | Reticulation Main | MIG | 1978 | SOUTH EAST WATER | 150 | UPVC CLASS 12 | UPVC-CL12 | 110.5984
103550 | Reticulation Main | ABND | 1978 | SOUTH EAST WATER | 100 | UPVC CLASS 12 | UPVC-CL12 | 10.0818
1050105852 | Reticulation Main | OPR | 1978 | SOUTH EAST WATER | 100 | UPVC CLASS 12 | UPVC-CL12 | 10.1493
1050637306 | Reticulation Main | MIG | 1978 | SOUTH EAST WATER | 100 | UPVC CLASS 12 | UPVC-CL12 | 119.3984
103587 | Reticulation Main | MIG | 1978 | SOUTH EAST WATER | 100 | UPVC CLASS 12 | UPVC-CL12 | 165.7471
103590 | Reticulation Main | MIG | 1978 | SOUTH EAST WATER | 150 | UPVC CLASS 12 | UPVC-CL12 | 90.5225
103714 | Reticulation Main | MIG | 1978 | SOUTH EAST WATER | 100 | UPVC CLASS 12 | UPVC-CL12 | 77.4341
103378 | Reticulation Main | MIG | 1978 | SOUTH EAST WATER | 100 | UPVC CLASS 12 | UPVC-CL12 | 325
1050105650 | Reticulation Main | MIG | 1978 | SOUTH EAST WATER | 100 | UPVC CLASS 12 | UPVC-CL12 | 21.2529
1050105515 | Reticulation Main | MIG | 1978 | SOUTH EAST WATER | 150 | UPVC CLASS 12 | UPVC-CL12 | 10.6516
103579 | Reticulation Main | MIG | 1978 | SOUTH EAST WATER | 150 | UPVC CLASS 12 | UPVC-CL12 | 61.4312
103584 | Reticulation Main | MIG | 1978 | SOUTH EAST WATER | 100 | UPVC CLASS 12 | UPVC-CL12 | 49
1140336499 | Reticulation Main | MIG | 1978 | SOUTH EAST WATER | 100 | UPVC CLASS 12 | UPVC-CL12 | 21.0841
103601 | Reticulation Main | MIG | 1978 | SOUTH EAST WATER | 100 | UPVC CLASS 12 | UPVC-CL12 | 104
1050105752 | Reticulation Main | MIG | 1978 | SOUTH EAST WATER | 100 | UPVC CLASS 12 | UPVC-CL12 | 8.31
103661 | Reticulation Main | MIG | 1978 | SOUTH EAST WATER | 100 | UPVC CLASS 12 | UPVC-CL12 | 72
1050105803 | Reticulation Main | MIG | 1978 | SOUTH EAST WATER | 100 | UPVC CLASS 12 | UPVC-CL12 | 5.5659
1050105657 | Reticulation Main | MIG | 1978 | SOUTH EAST WATER | 150 | UPVC CLASS 12 | UPVC-CL12 | 20.4775
103600 | Reticulation Main | MIG | 1978 | SOUTH EAST WATER | 100 | UPVC CLASS 12 | UPVC-CL12 | 11
103718 | Reticulation Main | MIG | 1978 | SOUTH EAST WATER | 100 | UPVC CLASS 12 | UPVC-CL12 | 146
103668 | Reticulation Main | MIG | 1978 | SOUTH EAST WATER | 100 | UPVC CLASS 12 | UPVC-CL12 | 22
1126202181 | Reticulation Main | OPR | 1978 | SOUTH EAST WATER | 100 | UPVC CLASS 12 | UPVC-CL12 | 34.081
103698 | Reticulation Main | OPR | 1978 | SOUTH EAST WATER | 100 | UPVC CLASS 12 | UPVC-CL12 | 61.6631
1050105749 | Reticulation Main | ABND | 1978 | SOUTH EAST WATER | 100 | UPVC CLASS 12 | UPVC-CL12 | 2.3873
1050105647 | Reticulation Main | MIG | 1978 | SOUTH EAST WATER | 150 | UPVC CLASS 12 | UPVC-CL12 | 18.5688
1050659579 | Reticulation Main | OPR | 1978 | SOUTH EAST WATER | 100 | UPVC CLASS 12 | UPVC-CL12 | 12.8892
1137660770 | Reticulation Main | MIG | 1978 | SOUTH EAST WATER | 100 | UPVC CLASS 12 | UPVC-CL12 | 2.38
103577 | Reticulation Main | MIG | 1978 | SOUTH EAST WATER | 100 | UPVC CLASS 12 | UPVC-CL12 | 33
103603 | Reticulation Main | MIG | 1978 | SOUTH EAST WATER | 150 | UPVC CLASS 12 | UPVC-CL12 | 65
103588 | Reticulation Main | MIG | 1978 | SOUTH EAST WATER | 100 | UPVC CLASS 12 | UPVC-CL12 | 58.9159
103580 | Reticulation Main | MIG | 1979 | SOUTH EAST WATER | 150 | UPVC CLASS 12 | UPVC-CL12 | 190
104970 | Reticulation Main | REM | 1979 | SOUTH EAST WATER | 100 | UPVC CLASS 12 | UPVC-CL12 | 14
104904 | Reticulation Main | MIG | 1979 | SOUTH EAST WATER | 100 | UPVC CLASS 12 | UPVC-CL12 | 44.7894
104906 | Reticulation Main | REM | 1979 | SOUTH EAST WATER | 100 | UPVC CLASS 12 | UPVC-CL12 | 111
1050105937 | Reticulation Main | MIG | 1979 | SOUTH EAST WATER | 50 | UPVC CLASS 12 | UPVC-CL12 | 1.37
104903 | Reticulation Main | REM | 1979 | SOUTH EAST WATER | 100 | UPVC CLASS 12 | UPVC-CL12 | 75
1050105707 | Reticulation Main | MIG | 1979 | SOUTH EAST WATER | 100 | UPVC CLASS 12 | UPVC-CL12 | 4.5476
1050105936 | Reticulation Main | MIG | 1979 | SOUTH EAST WATER | 100 | UPVC CLASS 12 | UPVC-CL12 | 6.2106
104905 | Reticulation Main | MIG | 1979 | SOUTH EAST WATER | 50 | UPVC CLASS 12 | UPVC-CL12 | 37.6264
104950 | Reticulation Main | MIG | 1979 | SOUTH EAST WATER | 50 | UPVC CLASS 12 | UPVC-CL12 | 46
1050105719 | Reticulation Main | MIG | 1979 | SOUTH EAST WATER | 100 | UPVC CLASS 12 | UPVC-CL12 | 2.9938
104969 | Reticulation Main | MIG | 1979 | SOUTH EAST WATER | 100 | UPVC CLASS 12 | UPVC-CL12 | 26.5359
104966 | Reticulation Main | MIG | 1979 | SOUTH EAST WATER | 100 | UPVC CLASS 12 | UPVC-CL12 | 114
1126904514 | Reticulation Main | OPR | 1979 | SOUTH EAST WATER | 100 | UPVC CLASS 12 | UPVC-CL12 | 10.9085
104949 | Reticulation Main | MIG | 1979 | SOUTH EAST WATER | 100 | UPVC CLASS 12 | UPVC-CL12 | 109
1050105706 | Reticulation Main | MIG | 1979 | SOUTH EAST WATER | 100 | UPVC CLASS 12 | UPVC-CL12 | 2.9228
1126904521 | Reticulation Main | REM | 1979 | SOUTH EAST WATER | 100 | UPVC CLASS 12 | UPVC-CL12 | 43.3839
104968 | Reticulation Main | ABND | 1979 | SOUTH EAST WATER | 100 | UPVC CLASS 12 | UPVC-CL12 | 99.7075
1050105859 | Reticulation Main | OPR | 1980 | SOUTH EAST WATER | 150 | UPVC CLASS 12 | UPVC-CL12 | 0.76087
1050105858 | Reticulation Main | OPR | 1980 | SOUTH EAST WATER | 150 | UPVC CLASS 12 | UPVC-CL12 | 0.79071
1050105857 | Reticulation Main | OPR | 1980 | SOUTH EAST WATER | 150 | UPVC CLASS 12 | UPVC-CL12 | 0.32381
1113639727 | Reticulation Main | MIG | 1980 | SOUTH EAST WATER | 150 | UPVC CLASS 12 | UPVC-CL12 | 1.52
104910 | Reticulation Main | ABND | 1980 | SOUTH EAST WATER | 50 | UPVC CLASS 12 | UPVC-CL12 | 13.4502
104911 | Reticulation Main | ABND | 1980 | SOUTH EAST WATER | 50 | UPVC CLASS 12 | UPVC-CL12 | 12.5047
1050105702 | Reticulation Main | MIG | 1980 | SOUTH EAST WATER | 100 | UPVC CLASS 12 | UPVC-CL12 | 22.1948
1050663659 | Reticulation Main | ABND | 1980 | SOUTH EAST WATER | 150 | UPVC CLASS 12 | UPVC-CL12 | 45.8759
104908 | Reticulation Main | MIG | 1980 | SOUTH EAST WATER | 150 | UPVC CLASS 12 | UPVC-CL12 | 8.3999
104954 | Reticulation Main | MIG | 1980 | SOUTH EAST WATER | 150 | UPVC CLASS 12 | UPVC-CL12 | 32
1050105704 | Reticulation Main | MIG | 1980 | SOUTH EAST WATER | 150 | UPVC CLASS 12 | UPVC-CL12 | 34.1575
104951 | Reticulation Main | ABND | 1980 | SOUTH EAST WATER | 150 | UPVC CLASS 12 | UPVC-CL12 | 245
104967 | Reticulation Main | MIG | 1980 | SOUTH EAST WATER | 150 | UPVC CLASS 12 | UPVC-CL12 | 286.9759
103701 | Reticulation Main | MIG | 1980 | SOUTH EAST WATER | 100 | UPVC CLASS 12 | UPVC-CL12 | 278.7804
1050105703 | Reticulation Main | MIG | 1980 | SOUTH EAST WATER | 100 | UPVC CLASS 12 | UPVC-CL12 | 3.0249
1050105709 | Reticulation Main | MIG | 1980 | SOUTH EAST WATER | 150 | UPVC CLASS 12 | UPVC-CL12 | 3.9884
1050036104 | Reticulation Main | OPR | 1980 | SOUTH EAST WATER | 150 | UPVC CLASS 12 | UPVC-CL12 | 3.8822
104974 | Reticulation Main | MIG | 1980 | SOUTH EAST WATER | 150 | UPVC CLASS 12 | UPVC-CL12 | 44.3776
1050663663 | Reticulation Main | ABND | 1980 | SOUTH EAST WATER | 150 | UPVC CLASS 12 | UPVC-CL12 | 92.825
104943 | Reticulation Main | MIG | 1980 | SOUTH EAST WATER | 150 | UPVC CLASS 12 | UPVC-CL12 | 135.0115
103705 | Reticulation Main | MIG | 1980 | SOUTH EAST WATER | 150 | UPVC CLASS 12 | UPVC-CL12 | 88
1050105941 | Reticulation Main | MIG | 1980 | SOUTH EAST WATER | 150 | UPVC CLASS 12 | UPVC-CL12 | 1.1047
1131626658 | Reticulation Main | OPR | 1980 | SOUTH EAST WATER | 50 | UPVC CLASS 12 | UPVC-CL12 | 0.97331
1136540895 | Reticulation Main | MIG | 1980 | SOUTH EAST WATER | 50 | UPVC CLASS 12 | UPVC-CL12 | 0.78207
104944 | Reticulation Main | MIG | 1980 | SOUTH EAST WATER | 150 | UPVC CLASS 12 | UPVC-CL12 | 14
1050105856 | Reticulation Main | OPR | 1980 | SOUTH EAST WATER | 150 | UPVC CLASS 12 | UPVC-CL12 | 0.36698
1050036102 | Reticulation Main | OPR | 1980 | SOUTH EAST WATER | 150 | UPVC CLASS 12 | UPVC-CL12 | 1.5208
1050105848 | Reticulation Main | MIG | 1980 | SOUTH EAST WATER | 150 | UPVC CLASS 12 | UPVC-CL12 | 7.4871
104909 | Reticulation Main | ABND | 1980 | SOUTH EAST WATER | 150 | UPVC CLASS 12 | UPVC-CL12 | 4.6962
1050105847 | Reticulation Main | MIG | 1980 | SOUTH EAST WATER | 150 | UPVC CLASS 12 | UPVC-CL12 | 4.25
1113651488 | Reticulation Main | MIG | 1980 | SOUTH EAST WATER | 150 | UPVC CLASS 12 | UPVC-CL12 | 1.43
104945 | Reticulation Main | MIG | 1980 | SOUTH EAST WATER | 150 | UPVC CLASS 12 | UPVC-CL12 | 173
104964 | Reticulation Main | MIG | 1980 | SOUTH EAST WATER | 100 | UPVC CLASS 12 | UPVC-CL12 | 76
1050105844 | Reticulation Main | MIG | 1980 | SOUTH EAST WATER | 150 | UPVC CLASS 12 | UPVC-CL12 | 4.5413
103704 | Reticulation Main | MIG | 1980 | SOUTH EAST WATER | 150 | UPVC CLASS 12 | UPVC-CL12 | 226.8425
1050677135 | Reticulation Main | MIG | 1980 | SOUTH EAST WATER | 150 | UPVC CLASS 12 | UPVC-CL12 | 4.1649
104948 | Reticulation Main | MIG | 1980 | SOUTH EAST WATER | 150 | UPVC CLASS 12 | UPVC-CL12 | 20
104953 | Reticulation Main | MIG | 1980 | SOUTH EAST WATER | 150 | UPVC CLASS 12 | UPVC-CL12 | 168.3
1050663661 | Reticulation Main | OPR | 1980 | SOUTH EAST WATER | 50 | UPVC CLASS 12 | UPVC-CL12 | 40.58
1052501327 | Reticulation Main | MIG | 1980 | SOUTH EAST WATER | 50 | UPVC CLASS 12 | UPVC-CL12 | 59.2618
103407 | Reticulation Main | OPR | 1981 | SOUTH EAST WATER | 100 | UPVC CLASS 12 | UPVC-CL12 | 59
1050105832 | Reticulation Main | MIG | 1981 | SOUTH EAST WATER | 150 | UPVC CLASS 12 | UPVC-CL12 | 2.1521
103408 | Reticulation Main | OPR | 1981 | SOUTH EAST WATER | 100 | UPVC CLASS 12 | UPVC-CL12 | 45.1569
103380 | Reticulation Main | MIG | 1981 | SOUTH EAST WATER | 100 | UPVC CLASS 12 | UPVC-CL12 | 149.4016
1050105759 | Reticulation Main | OPR | 1981 | SOUTH EAST WATER | 100 | UPVC CLASS 12 | UPVC-CL12 | 5.652
103373 | Reticulation Main | MIG | 1981 | SOUTH EAST WATER | 100 | UPVC CLASS 12 | UPVC-CL12 | 66.8583
103368 | Reticulation Main | MIG | 1981 | SOUTH EAST WATER | 100 | UPVC CLASS 12 | UPVC-CL12 | 29
1052446196 | Reticulation Main | OPR | 1981 | SOUTH EAST WATER | 100 | UPVC CLASS 12 | UPVC-CL12 | 62.8431
103411 | Reticulation Main | MIG | 1981 | SOUTH EAST WATER | 100 | UPVC CLASS 12 | UPVC-CL12 | 228.868
1050105834 | Reticulation Main | MIG | 1981 | SOUTH EAST WATER | 150 | UPVC CLASS 12 | UPVC-CL12 | 1.4824
103854 | Reticulation Main | MIG | 1981 | SOUTH EAST WATER | 100 | UPVC CLASS 12 | UPVC-CL12 | 5
104942 | Reticulation Main | MIG | 1981 | SOUTH EAST WATER | 100 | UPVC CLASS 12 | UPVC-CL12 | 144.6469
103848 | Reticulation Main | MIG | 1981 | SOUTH EAST WATER | 150 | UPVC CLASS 12 | UPVC-CL12 | 48
103891 | Reticulation Main | MIG | 1981 | SOUTH EAST WATER | 225 | UPVC CLASS 12 | UPVC-CL12 | 5
103892 | Reticulation Main | MIG | 1981 | SOUTH EAST WATER | 225 | UPVC CLASS 12 | UPVC-CL12 | 2
103412 | Reticulation Main | MIG | 1981 | SOUTH EAST WATER | 100 | UPVC CLASS 12 | UPVC-CL12 | 6.9867
103845 | Reticulation Main | MIG | 1981 | SOUTH EAST WATER | 150 | UPVC CLASS 12 | UPVC-CL12 | 73
1050105726 | Reticulation Main | MIG | 1981 | SOUTH EAST WATER | 100 | UPVC CLASS 12 | UPVC-CL12 | 5.8231
1050105788 | Reticulation Main | MIG | 1981 | SOUTH EAST WATER | 100 | UPVC CLASS 12 | UPVC-CL12 | 7.1417
1050105725 | Reticulation Main | MIG | 1981 | SOUTH EAST WATER | 100 | UPVC CLASS 12 | UPVC-CL12 | 141.7753
103847 | Reticulation Main | MIG | 1981 | SOUTH EAST WATER | 150 | UPVC CLASS 12 | UPVC-CL12 | 1.5176
103844 | Reticulation Main | MIG | 1981 | SOUTH EAST WATER | 150 | UPVC CLASS 12 | UPVC-CL12 | 8.8479
103853 | Reticulation Main | MIG | 1981 | SOUTH EAST WATER | 100 | UPVC CLASS 12 | UPVC-CL12 | 39
1050105768 | Reticulation Main | MIG | 1981 | SOUTH EAST WATER | 100 | UPVC CLASS 12 | UPVC-CL12 | 22.132
103846 | Reticulation Main | MIG | 1981 | SOUTH EAST WATER | 150 | UPVC CLASS 12 | UPVC-CL12 | 9
1114414575 | Reticulation Main | OPR | 1981 | SOUTH EAST WATER | 100 | UPVC CLASS 12 | UPVC-CL12 | 1.727
1114414573 | Reticulation Main | OPR | 1981 | SOUTH EAST WATER | 100 | UPVC CLASS 12 | UPVC-CL12 | 2.513
103406 | Reticulation Main | OPR | 1981 | SOUTH EAST WATER | 100 | UPVC CLASS 12 | UPVC-CL12 | 164.348
103881 | Reticulation Main | MIG | 1981 | SOUTH EAST WATER | 100 | UPVC CLASS 12 | UPVC-CL12 | 112.49
1050105769 | Reticulation Main | MIG | 1981 | SOUTH EAST WATER | 100 | UPVC CLASS 12 | UPVC-CL12 | 5.0133
1050105713 | Reticulation Main | MIG | 1981 | SOUTH EAST WATER | 100 | UPVC CLASS 12 | UPVC-CL12 | 8.3531
103489 | Reticulation Main | MIG | 1983 | SOUTH EAST WATER | 100 | UPVC CLASS 12 | UPVC-CL12 | 198.6637
1050105622 | Reticulation Main | MIG | 1983 | SOUTH EAST WATER | 100 | UPVC CLASS 12 | UPVC-CL12 | 5.3363
103576 | Reticulation Main | MIG | 1983 | SOUTH EAST WATER | 100 | UPVC CLASS 12 | UPVC-CL12 | 132
103593 | Reticulation Main | MIG | 1984 | SOUTH EAST WATER | 100 | UPVC CLASS 12 | UPVC-CL12 | 91.6696
1050105652 | Reticulation Main | MIG | 1984 | SOUTH EAST WATER | 100 | UPVC CLASS 12 | UPVC-CL12 | 15.3304
104956 | Reticulation Main | MIG | 1985 | SOUTH EAST WATER | 100 | UPVC CLASS 12 | UPVC-CL12 | 342
103371 | Reticulation Main | MIG | 1985 | SOUTH EAST WATER | 50 | UPVC CLASS 12 | UPVC-CL12 | 18.23
103370 | Reticulation Main | MIG | 1985 | SOUTH EAST WATER | 100 | UPVC CLASS 12 | UPVC-CL12 | 44
103605 | Reticulation Main | MIG | 1986 | SOUTH EAST WATER | 100 | UPVC CLASS 12 | UPVC-CL12 | 254.1905
103670 | Reticulation Main | MIG | 1986 | SOUTH EAST WATER | 100 | UPVC CLASS 12 | UPVC-CL12 | 53.6623
104957 | Reticulation Main | MIG | 1986 | SOUTH EAST WATER | 100 | UPVC CLASS 12 | UPVC-CL12 | 80
1134415118 | Reticulation Main | MIG | 1986 | SOUTH EAST WATER | 100 | UPVC CLASS 12 | UPVC-CL12 | 34.0419
1050549232 | Reticulation Main | MIG | 1987 | SOUTH EAST WATER | 100 | UPVC CLASS 12 | UPVC-CL12 | 0.8321
103578 | Reticulation Main | MIG | 1987 | SOUTH EAST WATER | 100 | UPVC CLASS 12 | UPVC-CL12 | 61.3141
103594 | Reticulation Main | MIG | 1987 | SOUTH EAST WATER | 100 | UPVC CLASS 12 | UPVC-CL12 | 113.5365
1050549231 | Reticulation Main | MIG | 1987 | SOUTH EAST WATER | 100 | UPVC CLASS 12 | UPVC-CL12 | 44.4262
1050105754 | Reticulation Main | MIG | 1987 | SOUTH EAST WATER | 100 | UPVC CLASS 12 | UPVC-CL12 | 0.13604
1050105746 | Reticulation Main | MIG | 1987 | SOUTH EAST WATER | 100 | UPVC CLASS 12 | UPVC-CL12 | 3.2321
1050105648 | Reticulation Main | MIG | 1987 | SOUTH EAST WATER | 100 | UPVC CLASS 12 | UPVC-CL12 | 4.6859
1050105651 | Reticulation Main | MIG | 1987 | SOUTH EAST WATER | 100 | UPVC CLASS 12 | UPVC-CL12 | 5.4635
1050105753 | Reticulation Main | MIG | 1987 | SOUTH EAST WATER | 100 | UPVC CLASS 12 | UPVC-CL12 | 4.51
103421 | Reticulation Main | MIG | 1990 | SOUTH EAST WATER | 100 | UPVC CLASS 12 | UPVC-CL12 | 263.1028
1050105762 | Reticulation Main | MIG | 1990 | SOUTH EAST WATER | 100 | UPVC CLASS 12 | UPVC-CL12 | 19.8972
1050024429 | Reticulation Main | OPR | 1991 | SOUTH EAST WATER | 100 | UPVC CLASS 12 | UPVC-CL12 | 34.7049
1050024430 | Reticulation Main | OPR | 1991 | SOUTH EAST WATER | 100 | UPVC CLASS 12 | UPVC-CL12 | 13.5007
1050105939 | Reticulation Main | OPR | 1991 | SOUTH EAST WATER | 100 | UPVC CLASS 12 | UPVC-CL12 | 24.0794
1050659577 | Reticulation Main | OPR | 2002 | SOUTH EAST WATER | 100 | UPVC CLASS 12 | UPVC-CL12 | 52.3118
1052460223 | Reticulation Main | OPR | 2002 | SOUTH EAST WATER | 100 | UPVC CLASS 12 | UPVC-CL12 | 1.0313
1050659578 | Reticulation Main | OPR | 2002 | SOUTH EAST WATER | 100 | UPVC CLASS 12 | UPVC-CL12 | 0.9161
1050663664 | Reticulation Main | OPR | 2003 | SOUTH EAST WATER | 150 | UPVC CLASS 12 | UPVC-CL12 | 68.3544
1050663665 | Reticulation Main | OPR | 2003 | SOUTH EAST WATER | 150 | UPVC CLASS 12 | UPVC-CL12 | 17.3181
1050549224 | Reticulation Main | OPR | 1999 | SOUTH EAST WATER | 100 | UPVC CLASS 16 | UPVC-CL16 | 46.4002
1050551458 | Reticulation Main | OPR | 1999 | SOUTH EAST WATER | 100 | UPVC CLASS 16 | UPVC-CL16 | 1.5005
1050596341 | Reticulation Main | OPR | 1999 | SOUTH EAST WATER | 100 | UPVC CLASS 16 | UPVC-CL16 | 0.88409
103400 | Reticulation Main | MIG | 1999 | SOUTH EAST WATER | 100 | UPVC CLASS 16 | UPVC-CL16 | 6.09
103572 | Reticulation Main | MIG | 1999 | SOUTH EAST WATER | 100 | UPVC CLASS 16 | UPVC-CL16 | 2.3417
1050596331 | Reticulation Main | OPR | 1999 | SOUTH EAST WATER | 100 | UPVC CLASS 16 | UPVC-CL16 | 169.973
1050603196 | Reticulation Main | OPR | 2000 | SOUTH EAST WATER | 100 | UPVC CLASS 16 | UPVC-CL16 | 65.852
1050105767 | Reticulation Main | MIG | 2000 | SOUTH EAST WATER | 100 | UPVC CLASS 16 | UPVC-CL16 | 6.8856
1050662668 | Reticulation Main | OPR | 2002 | SOUTH EAST WATER | 100 | UPVC CLASS 16 | UPVC-CL16 | 2.13
1050662667 | Reticulation Main | OPR | 2002 | SOUTH EAST WATER | 100 | UPVC CLASS 16 | UPVC-CL16 | 61.21
1050528282 | Reticulation Main | OPR | 2006 | SOUTH EAST WATER | 100 | UPVC CLASS 16 | UPVC-CL16 | 56.11
1126946701 | Reticulation Main | OPR | 2011 | SOUTH EAST WATER | 100 | UPVC CLASS 16 | UPVC-CL16 | 1.49
1126946698 | Reticulation Main | OPR | 2011 | SOUTH EAST WATER | 100 | UPVC CLASS 16 | UPVC-CL16 | 56.02
REM = removed
ABND = abandoned
MIG - migrated, active asset
OPR - operational